## P_11
Time | Global Solar | Generic flat plate PV Solar Altitude | Generic flat plate PV Solar Azimuth | Generic flat plate PV Angle of Incidence | Generic flat plate PV Incident Solar | Generic flat plate PV Power Output | AC Primary Load | AC Primary Load Served | Total Electrical Load Served | Renewable Penetration | Excess Electrical Production | Unmet Electrical Load | Capacity Shortage | Total Renewable Power Output | Inverter Power Input | Inverter Power Output | Rectifier Power Input | Rectifier Power Output | Generic 1kWh Lead Acid Maximum Charge Power | Generic 1kWh Lead Acid Maximum Discharge Power | Generic 1kWh Lead Acid Charge Power | Generic 1kWh Lead Acid Discharge Power | Generic 1kWh Lead Acid Input Power | Generic 1kWh Lead Acid Energy Content | Generic 1kWh Lead Acid State of Charge | Generic 1kWh Lead Acid Energy Cost | Thermal Load | Boiler Thermal Output | Boiler Fuel | Thermal Served | Excess Thermal Output | AC Required Operating Capacity | DC Required Operating Capacity | AC Operating Capacity | DC Operating Capacity
| kW/m2 | Â° | Â° | Â° | kW/m2 | kW | kW | kW | kW | % | kW | kW | kW | kW | kW | kW | kW | kW | kW | kW | kW | kW | kW | kWh | % | $/kWh | kW | kW | mÂ³ | kW | % | kW | kW | kW | kW
2025-01-01 | 0 | 0 | -132.0493 | 90 | 0 | 0 | 0.34271 | 0.34271 | 0.34271 | 0 | 0 | 0 | 0 | 0 | 0.36075 | 0.34271 | 0 | 0 | 0 | 6.0061 | 0 | 0.36075 | -0.36075 | 22.6151 | 98.2478 | 0 | 8.0021 | 8.0021 | 0.95334 | 8.0021 | 0 | 0.37699 | 0 | 0 | 6.0061
2025-01-01 01:00 | 0 | 0 | -105.0425 | 90 | 0 | 0 | 0.39551 | 0.39551 | 0.39551 | 0 | 0 | 5.5511e-17 | 0 | 0 | 0.41632 | 0.39551 | 0 | 0 | 0.28505 | 6.0061 | 0 | 0.41632 | -0.41632 | 22.1496 | 96.2257 | 0 | 9.2347 | 9.2347 | 1.1002 | 9.2347 | 0 | 0.43506 | 0 | 0 | 6.0061
2025-01-01 02:00 | 0 | 0 | -93.5413 | 90 | 0 | 0 | 0.33176 | 0.33176 | 0.33176 | 0 | 0 | 5.5511e-17 | 0 | 0 | 0.34922 | 0.33176 | 0 | 0 | 0.61401 | 6.0061 | 0 | 0.34922 | -0.34922 | 21.7592 | 94.5294 | 0 | 7.7464 | 7.7464 | 0.92287 | 7.7464 | 0 | 0.36494 | 0 | 0 | 6.0061
2025-01-01 03:00 | 0 | 0 | -85.7369 | 90 | 0 | 0 | 0.35651 | 0.35651 | 0.35651 | 0 | 0 | 0 | 0 | 0 | 0.37527 | 0.35651 | 0 | 0 | 0.86592 | 6.0061 | 0 | 0.37527 | -0.37527 | 21.3396 | 92.7067 | 0 | 8.3242 | 8.3242 | 0.99171 | 8.3242 | 0 | 0.39216 | 0 | 0 | 6.0061
2025-01-01 04:00 | 0 | 0 | -79.0241 | 90 | 0 | 0 | 0.24367 | 0.24367 | 0.24367 | 0 | 0 | 5.5511e-17 | 0 | 0 | 0.25649 | 0.24367 | 0 | 0 | 1.1098 | 6.0061 | 0 | 0.25649 | -0.25649 | 21.0528 | 91.4609 | 0 | 5.6894 | 5.6894 | 0.67781 | 5.6894 | 0 | 0.26803 | 0 | 0 | 6.0061
2025-01-01 05:00 | 0 | 0 | -72.4247 | 90 | 0 | 0 | 0.33116 | 0.33116 | 0.33116 | 0 | 0 | 5.5511e-17 | 0 | 0 | 0.34859 | 0.33116 | 0 | 0 | 1.2414 | 6.0061 | 0 | 0.34859 | -0.34859 | 20.6631 | 89.7677 | 0 | 7.7323 | 7.7323 | 0.9212 | 7.7323 | 0 | 0.36428 | 0 | 0 | 6.0061
2025-01-01 06:00 | 0.0012909 | 0 | -65.3549 | 90 | 0 | 0 | 0.53081 | 0.53081 | 0.53081 | 0 | 0 | 0 | 0 | 0 | 0.55874 | 0.53081 | 0 | 0 | 1.4714 | 6.0061 | 0 | 0.55874 | -0.55874 | 20.0384 | 87.0538 | 0 | 12.3939 | 12.3939 | 1.4766 | 12.3939 | 0 | 0.58389 | 0 | 0 | 6.0061
2025-01-01 07:00 | 0.10322 | 7.0666 | -57.3056 | 67.3141 | 0.2584 | 0.82176 | 0.33435 | 0.33435 | 0.33435 | 245.781 | 0 | 0 | 0 | 0.82176 | 0.35195 | 0.33435 | 0 | 0 | 1.8826 | 6.0061 | 0.46982 | 0 | 0.46982 | 20.4586 | 88.8794 | 0 | 7.8068 | 7.8068 | 0.93007 | 7.8068 | 0 | 0.36778 | 0.65741 | 0 | 6.8279
2025-01-01 08:00 | 0.30085 | 17.2138 | -47.7351 | 53.9354 | 0.57441 | 1.8267 | 0.33343 | 0.33343 | 0.33343 | 547.8572 | 0.055875 | 0 | 0 | 1.8267 | 0.35098 | 0.33343 | 0 | 0 | 1.4199 | 6.0061 | 1.4199 | 0 | 1.4199 | 21.7286 | 94.3966 | 0 | 7.7854 | 7.7854 | 0.92752 | 7.7854 | 0 | 0.36678 | 1.4614 | 0 | 7.8329
2025-01-01 09:00 | 0.28856 | 25.7651 | -36.0862 | 41.2712 | 0.36151 | 1.1497 | 0.2625 | 0.2625 | 0.2625 | 437.9613 | 0.46924 | 0 | 0 | 1.1497 | 0.27632 | 0.2625 | 0 | 0 | 0.40409 | 6.0061 | 0.40409 | 0 | 0.40409 | 22.09 | 95.9668 | 0 | 6.1292 | 6.1292 | 0.73021 | 6.1292 | 0 | 0.28875 | 0.91972 | 0 | 7.1558
2025-01-01 10:00 | 0.32348 | 31.9922 | -22.0099 | 30.3137 | 0.37187 | 1.1826 | 0.31296 | 0.31296 | 0.31296 | 377.8761 | 0.56231 | 0 | 0 | 1.1826 | 0.32943 | 0.31296 | 0 | 0 | 0.29086 | 6.0061 | 0.29086 | 0 | 0.29086 | 22.3502 | 97.097 | 0 | 7.3073 | 7.3073 | 0.87057 | 7.3073 | 0 | 0.34425 | 0.94608 | 0 | 7.1887
2025-01-01 11:00 | 0.56942 | 35.0868 | -5.863 | 23.634 | 0.8752 | 2.7833 | 0.37277 | 0.37277 | 0.37277 | 746.6517 | 2.1815 | 0 | 0 | 2.7833 | 0.39239 | 0.37277 | 0 | 0 | 0.20935 | 6.0061 | 0.20935 | 0 | 0.20935 | 22.5374 | 97.9105 | 0 | 8.7038 | 8.7038 | 1.0369 | 8.7038 | 0 | 0.41005 | 2.2266 | 0 | 8.7894
2025-01-01 12:00 | 0.41608 | 34.5174 | 10.9398 | 24.968 | 0.5373 | 1.7087 | 0.72126 | 0.72126 | 0.72126 | 236.905 | 0.79879 | 0 | 0 | 1.7087 | 0.75922 | 0.72126 | 0 | 0 | 0.15069 | 6.0061 | 0.15069 | 0 | 0.15069 | 22.6722 | 98.496 | 0 | 16.842 | 16.842 | 2.0065 | 16.842 | 0 | 0.79339 | 1.367 | 0 | 7.7149
2025-01-01 13:00 | 0.3848 | 30.3896 | 26.5575 | 33.3651 | 0.52072 | 1.656 | 0.37144 | 0.37144 | 0.37144 | 445.8179 | 1.1565 | 0 | 0 | 1.656 | 0.39099 | 0.37144 | 0 | 0 | 0.10846 | 6.0061 | 0.10846 | 0 | 0.10846 | 22.7692 | 98.9175 | 0 | 8.6735 | 8.6735 | 1.0333 | 8.6735 | 0 | 0.40859 | 1.3248 | 0 | 7.6621
2025-01-01 14:00 | 0.23525 | 23.3671 | 39.8873 | 45.0162 | 0.27517 | 0.8751 | 0.64412 | 0.64412 | 0.64412 | 135.8589 | 0.11901 | 0 | 0 | 0.8751 | 0.67803 | 0.64412 | 0 | 0 | 0.078068 | 6.0061 | 0.078068 | 0 | 0.078068 | 22.839 | 99.2208 | 0 | 15.0407 | 15.0407 | 1.7919 | 15.0407 | 0 | 0.70854 | 0.70008 | 0 | 6.8812
2025-01-01 15:00 | 0.14681 | 14.2607 | 50.8485 | 57.9636 | 0.18688 | 0.5943 | 0.63647 | 0.63647 | 0.63647 | 93.3749 | 0 | 0 | 0 | 0.5943 | 0.66997 | 0.63647 | 0 | 0 | 0.056192 | 6.0061 | 0 | 0.075665 | -0.075665 | 22.7544 | 98.8533 | 0 | 14.862 | 14.862 | 1.7706 | 14.862 | 0 | 0.70011 | 0.47544 | 0 | 6.6005
2025-01-01 16:00 | 0.047907 | 3.7417 | 59.8949 | 71.4665 | 0.13335 | 0.42407 | 0.49282 | 0.49282 | 0.49282 | 86.0499 | 0 | 0 | 0 | 0.42407 | 0.51876 | 0.49282 | 0 | 0 | 0.14864 | 6.0061 | 0 | 0.094688 | -0.094688 | 22.6486 | 98.3934 | 0 | 11.5078 | 11.5078 | 1.371 | 11.5078 | 0 | 0.54211 | 0.33926 | 0 | 6.4302
2025-01-01 17:00 | 0 | 0 | 67.5906 | 90 | 0 | 0 | 0.57096 | 0.57096 | 0.57096 | 0 | 0 | 0 | 0 | 0 | 0.60101 | 0.57096 | 0 | 0 | 0.23264 | 6.0061 | 0 | 0.60101 | -0.60101 | 21.9766 | 95.4742 | 0 | 13.3322 | 13.3322 | 1.5884 | 13.3322 | 0 | 0.62805 | 0 | 0 | 6.0061
2025-01-01 18:00 | 0 | 0 | 74.4628 | 90 | 0 | 0 | 0.80182 | 0.80182 | 0.80182 | 0 | 0 | 1.1102e-16 | 0 | 0 | 0.84402 | 0.80182 | 0 | 0 | 0.73625 | 6.0061 | 0 | 0.84402 | -0.84402 | 21.033 | 91.3747 | 0 | 18.723 | 18.723 | 2.2306 | 18.723 | 0 | 0.882 | 0 | 0 | 6.0061
2025-01-01 19:00 | 0 | 0 | 81.0262 | 90 | 0 | 0 | 0.59549 | 0.59549 | 0.59549 | 0 | 0 | 0 | 0 | 0 | 0.62683 | 0.59549 | 0 | 0 | 1.4031 | 6.0061 | 0 | 0.62683 | -0.62683 | 20.3322 | 88.3301 | 0 | 13.9052 | 13.9052 | 1.6566 | 13.9052 | 0 | 0.65504 | 0 | 0 | 6.0061
2025-01-01 20:00 | 0 | 0 | 87.9333 | 90 | 0 | 0 | 0.44645 | 0.44645 | 0.44645 | 0 | 0 | 5.5511e-17 | 0 | 0 | 0.46995 | 0.44645 | 0 | 0 | 1.8029 | 6.0061 | 0 | 0.46995 | -0.46995 | 19.8068 | 86.0475 | 0 | 10.425 | 10.425 | 1.242 | 10.425 | 0 | 0.4911 | 0 | 0 | 6.0061
2025-01-01 21:00 | 0 | 0 | 96.4371 | 90 | 0 | 0 | 0.66523 | 0.66523 | 0.66523 | 0 | 0 | 1.1102e-16 | 0 | 0 | 0.70024 | 0.66523 | 0 | 0 | 2.0516 | 6.0061 | 0 | 0.70024 | -0.70024 | 19.0239 | 82.6463 | 0 | 15.5336 | 15.5336 | 1.8506 | 15.5336 | 0 | 0.73175 | 0 | 0 | 6.0061
2025-01-01 22:00 | 0 | 0 | 110.4253 | 90 | 0 | 0 | 0.55622 | 0.55622 | 0.55622 | 0 | 0 | 1.1102e-16 | 0 | 0 | 0.58549 | 0.55622 | 0 | 0 | 2.5316 | 6.0061 | 0 | 0.58549 | -0.58549 | 18.3693 | 79.8025 | 0 | 12.988 | 12.988 | 1.5473 | 12.988 | 0 | 0.61184 | 0 | 0 | 6.0061
2025-01-01 23:00 | 0 | 0 | 150.2179 | 90 | 0 | 0 | 0.52827 | 0.52827 | 0.52827 | 0 | 0 | 0 | 0 | 0 | 0.55608 | 0.52827 | 0 | 0 | 2.8839 | 6.0061 | 0 | 0.55608 | -0.55608 | 17.7475 | 77.1016 | 0 | 12.3356 | 12.3356 | 1.4696 | 12.3356 | 0 | 0.5811 | 0 | 0 | 6.0061
2025-01-02 | 0 | 0 | -132.6504 | 90 | 0 | 0 | 0.41901 | 0.41901 | 0.41901 | 0 | 0 | 5.5511e-17 | 0 | 0 | 0.44107 | 0.41901 | 0 | 0 | 3.2166 | 6.0061 | 0 | 0.44107 | -0.44107 | 17.2544 | 74.9592 | 0 | 9.7836 | 9.7836 | 1.1656 | 9.7836 | 0 | 0.46091 | 0 | 0 | 6.0061
2025-01-02 01:00 | 0 | 0 | -105.3258 | 90 | 0 | 0 | 0.35009 | 0.35009 | 0.35009 | 0 | 0 | 5.5511e-17 | 0 | 0 | 0.36851 | 0.35009 | 0 | 0 | 3.4538 | 6.0061 | 0 | 0.36851 | -0.36851 | 16.8424 | 73.1693 | 0 | 8.1743 | 8.1743 | 0.97385 | 8.1743 | 0 | 0.3851 | 0 | 0 | 6.0061
2025-01-02 02:00 | 0 | 0 | -93.7251 | 90 | 0 | 0 | 0.26923 | 0.26923 | 0.26923 | 0 | 0 | 0 | 0 | 0 | 0.2834 | 0.26923 | 0 | 0 | 3.6469 | 6.0061 | 0 | 0.2834 | -0.2834 | 16.5256 | 71.7928 | 0 | 6.2863 | 6.2863 | 0.74892 | 6.2863 | 0 | 0.29615 | 0 | 0 | 6.0061
2025-01-02 03:00 | 0 | 0 | -85.8808 | 90 | 0 | 0 | 0.37803 | 0.37803 | 0.37803 | 0 | 0 | 5.5511e-17 | 0 | 0 | 0.39793 | 0.37803 | 0 | 0 | 3.7841 | 6.0061 | 0 | 0.39793 | -0.39793 | 16.0807 | 69.86 | 0 | 8.8267 | 8.8267 | 1.0516 | 8.8267 | 0 | 0.41583 | 0 | 0 | 6.0061
2025-01-02 04:00 | 0 | 0 | -79.1501 | 90 | 0 | 0 | 0.31422 | 0.31422 | 0.31422 | 0 | 0 | 5.5511e-17 | 0 | 0 | 0.33076 | 0.31422 | 0 | 0 | 4.0461 | 6.0061 | 0 | 0.33076 | -0.33076 | 15.7109 | 68.2535 | 0 | 7.3367 | 7.3367 | 0.87407 | 7.3367 | 0 | 0.34564 | 0 | 0 | 6.0061
2025-01-02 05:00 | 0 | 0 | -72.5437 | 90 | 0 | 0 | 0.32557 | 0.32557 | 0.32557 | 0 | 0 | 5.5511e-17 | 0 | 0 | 0.34271 | 0.32557 | 0 | 0 | 4.2399 | 5.8169 | 0 | 0.34271 | -0.34271 | 15.3277 | 66.5889 | 0 | 7.6018 | 7.6018 | 0.90565 | 7.6018 | 0 | 0.35813 | 0 | 0 | 5.8169
2025-01-02 06:00 | 0.0015115 | 0 | -65.4737 | 90 | 0 | 0 | 0.27781 | 0.27781 | 0.27781 | 0 | 0 | 5.5511e-17 | 0 | 0 | 0.29243 | 0.27781 | 0 | 0 | 4.4512 | 5.4742 | 0 | 0.29243 | -0.29243 | 15.0008 | 65.1686 | 0 | 6.4865 | 6.4865 | 0.77278 | 6.4865 | 0 | 0.30559 | 0 | 0 | 5.4742
2025-01-02 07:00 | 0.12364 | 7.0322 | -57.4294 | 67.403 | 0.36462 | 1.1595 | 0.38664 | 0.38664 | 0.38664 | 299.9029 | 0 | 0 | 0 | 1.1595 | 0.40699 | 0.38664 | 0 | 0 | 4.6185 | 5.1818 | 0.75256 | 0 | 0.75256 | 15.6739 | 68.0928 | 0 | 9.0277 | 9.0277 | 1.0755 | 9.0277 | 0 | 0.4253 | 0.92764 | 0 | 6.3413
2025-01-02 08:00 | 0.33811 | 17.1967 | -47.8675 | 54.0111 | 0.65837 | 2.0937 | 0.49011 | 0.49011 | 0.49011 | 427.195 | 0 | 0 | 0 | 2.0937 | 0.5159 | 0.49011 | 0 | 0 | 3.9918 | 5.7838 | 1.5778 | 0 | 1.5778 | 17.0851 | 74.2237 | 0 | 11.4436 | 11.4436 | 1.3634 | 11.4436 | 0 | 0.53912 | 1.675 | 0 | 7.8775
2025-01-02 09:00 | 0.49015 | 25.7707 | -36.2278 | 41.3261 | 0.83293 | 2.6489 | 0.42033 | 0.42033 | 0.42033 | 630.1929 | 0 | 0 | 0 | 2.6489 | 0.44245 | 0.42033 | 0 | 0 | 2.9147 | 6.0061 | 2.2064 | 0 | 2.2064 | 19.0586 | 82.7972 | 0 | 9.8142 | 9.8142 | 1.1692 | 9.8142 | 0 | 0.46236 | 2.1191 | 0 | 8.655
2025-01-02 10:00 | 0.50912 | 32.0257 | -22.1551 | 30.3309 | 0.78832 | 2.507 | 0.45112 | 0.45112 | 0.45112 | 555.7216 | 0.48177 | 0 | 0 | 2.507 | 0.47487 | 0.45112 | 0 | 0 | 1.5504 | 6.0061 | 1.5504 | 0 | 1.5504 | 20.4453 | 88.8214 | 0 | 10.5334 | 10.5334 | 1.2549 | 10.5334 | 0 | 0.49624 | 2.0056 | 0 | 8.5131
2025-01-02 11:00 | 0.47152 | 35.1508 | -5.998 | 23.5855 | 0.65501 | 2.083 | 0.30185 | 0.30185 | 0.30185 | 690.1005 | 0.95916 | 0 | 0 | 2.083 | 0.31773 | 0.30185 | 0 | 0 | 0.80615 | 6.0061 | 0.80615 | 0 | 0.80615 | 21.1663 | 91.9539 | 0 | 7.0479 | 7.0479 | 0.83966 | 7.0479 | 0 | 0.33203 | 1.6664 | 0 | 8.0892
2025-01-02 12:00 | 0.42041 | 34.6086 | 10.8315 | 24.8584 | 0.54553 | 1.7349 | 0.69964 | 0.69964 | 0.69964 | 247.9641 | 0.41814 | 0 | 0 | 1.7349 | 0.73647 | 0.69964 | 0 | 0 | 0.58025 | 6.0061 | 0.58025 | 0 | 0.58025 | 21.6853 | 94.2086 | 0 | 16.3372 | 16.3372 | 1.9463 | 16.3372 | 0 | 0.76961 | 1.3879 | 0 | 7.741
2025-01-02 13:00 | 0.52463 | 30.5001 | 26.4835 | 33.2379 | 0.84238 | 2.6789 | 0.60064 | 0.60064 | 0.60064 | 446.0044 | 1.629 | 0 | 0 | 2.6789 | 0.63226 | 0.60064 | 0 | 0 | 0.41765 | 6.0061 | 0.41765 | 0 | 0.41765 | 22.0589 | 95.8315 | 0 | 14.0254 | 14.0254 | 1.6709 | 14.0254 | 0 | 0.66071 | 2.1431 | 0 | 8.685
2025-01-02 14:00 | 0.37852 | 23.4885 | 39.8443 | 44.8906 | 0.6318 | 2.0092 | 0.72971 | 0.72971 | 0.72971 | 275.3461 | 0.9405 | 0 | 0 | 2.0092 | 0.76812 | 0.72971 | 0 | 0 | 0.30062 | 6.0061 | 0.30062 | 0 | 0.30062 | 22.3278 | 96.9996 | 0 | 17.0393 | 17.0393 | 2.03 | 17.0393 | 0 | 0.80268 | 1.6074 | 0 | 8.0154
2025-01-02 15:00 | 0.27857 | 14.3869 | 50.8289 | 57.8438 | 0.58246 | 1.8523 | 0.56977 | 0.56977 | 0.56977 | 325.1031 | 1.0362 | 0 | 0 | 1.8523 | 0.59975 | 0.56977 | 0 | 0 | 0.21638 | 6.0061 | 0.21638 | 0 | 0.21638 | 22.5213 | 97.8404 | 0 | 13.3044 | 13.3044 | 1.585 | 13.3044 | 0 | 0.62674 | 1.4819 | 0 | 7.8585
2025-01-02 16:00 | 0.057493 | 3.8693 | 59.8922 | 71.3531 | 0.20415 | 0.64923 | 0.62414 | 0.62414 | 0.62414 | 104.0203 | 1.1102e-16 | 0 | 0 | 0.64923 | 0.65699 | 0.62414 | 0 | 0 | 0.15574 | 6.0061 | 0 | 0.0077569 | -0.0077569 | 22.5126 | 97.8027 | 0 | 14.574 | 14.574 | 1.7363 | 14.574 | 0 | 0.68655 | 0.51938 | 0 | 6.6554
2025-01-02 17:00 | 0 | 0 | 67.6006 | 90 | 0 | 0 | 0.84062 | 0.84062 | 0.84062 | 0 | 0 | 1.1102e-16 | 0 | 0 | 0.88487 | 0.84062 | 0 | 0 | 0.23082 | 6.0061 | 0 | 0.88487 | -0.88487 | 21.5233 | 93.5048 | 0 | 19.6292 | 19.6292 | 2.3385 | 19.6292 | 0 | 0.92469 | 0 | 0 | 6.0061
2025-01-02 18:00 | 0 | 0 | 74.4833 | 90 | 0 | 0 | 0.48726 | 0.48726 | 0.48726 | 0 | 0 | 0 | 0 | 0 | 0.5129 | 0.48726 | 0 | 0 | 1.0531 | 6.0061 | 0 | 0.5129 | -0.5129 | 20.9499 | 91.0135 | 0 | 11.3778 | 11.3778 | 1.3555 | 11.3778 | 0 | 0.53598 | 0 | 0 | 6.0061
2025-01-02 19:00 | 0 | 0 | 81.0567 | 90 | 0 | 0 | 0.85519 | 0.85519 | 0.85519 | 0 | 0 | 1.1102e-16 | 0 | 0 | 0.9002 | 0.85519 | 0 | 0 | 1.3891 | 6.0061 | 0 | 0.9002 | -0.9002 | 19.9434 | 86.6411 | 0 | 19.9692 | 19.9692 | 2.3791 | 19.9692 | 0 | 0.94071 | 0 | 0 | 6.0061
2025-01-02 20:00 | 0 | 0 | 87.9746 | 90 | 0 | 0 | 0.92672 | 0.92672 | 0.92672 | 0 | 0 | 1.1102e-16 | 0 | 0 | 0.9755 | 0.92672 | 0 | 0 | 2.063 | 6.0061 | 0 | 0.9755 | -0.9755 | 18.8528 | 81.903 | 0 | 21.6395 | 21.6395 | 2.5781 | 21.6395 | 0 | 1.0194 | 0 | 0 | 6.0061
2025-01-02 21:00 | 0 | 0 | 96.4887 | 90 | 0 | 0 | 0.46596 | 0.46596 | 0.46596 | 0 | 0 | 5.5511e-17 | 0 | 0 | 0.49049 | 0.46596 | 0 | 0 | 2.7407 | 6.0061 | 0 | 0.49049 | -0.49049 | 18.3044 | 79.5207 | 0 | 10.8806 | 10.8806 | 1.2963 | 10.8806 | 0 | 0.51256 | 0 | 0 | 6.0061
2025-01-02 22:00 | 0 | 0 | 110.4628 | 90 | 0 | 0 | 0.72785 | 0.72785 | 0.72785 | 0 | 0 | 1.1102e-16 | 0 | 0 | 0.76615 | 0.72785 | 0 | 0 | 2.9437 | 6.0061 | 0 | 0.76615 | -0.76615 | 17.4478 | 75.7994 | 0 | 16.9957 | 16.9957 | 2.0248 | 16.9957 | 0 | 0.80063 | 0 | 0 | 6.0061
2025-01-02 23:00 | 0 | 0 | 149.8771 | 90 | 0 | 0 | 0.73776 | 0.73776 | 0.73776 | 0 | 0 | 1.1102e-16 | 0 | 0 | 0.77659 | 0.73776 | 0 | 0 | 3.4516 | 6.0061 | 0 | 0.77659 | -0.77659 | 16.5796 | 72.0274 | 0 | 17.2272 | 17.2272 | 2.0524 | 17.2272 | 0 | 0.81154 | 0 | 0 | 6.0061
2025-01-03 | 0 | 0 | -133.272 | 90 | 0 | 0 | 0.38476 | 0.38476 | 0.38476 | 0 | 0 | 5.5511e-17 | 0 | 0 | 0.40501 | 0.38476 | 0 | 0 | 3.9514 | 6.0061 | 0 | 0.40501 | -0.40501 | 16.1267 | 70.0602 | 0 | 8.9838 | 8.9838 | 1.0703 | 8.9838 | 0 | 0.42324 | 0 | 0 | 6.0061
2025-01-03 01:00 | 0 | 0 | -105.6246 | 90 | 0 | 0 | 0.37729 | 0.37729 | 0.37729 | 0 | 0 | 5.5511e-17 | 0 | 0 | 0.39714 | 0.37729 | 0 | 0 | 4.1087 | 6.0061 | 0 | 0.39714 | -0.39714 | 15.6827 | 68.1312 | 0 | 8.8093 | 8.8093 | 1.0495 | 8.8093 | 0 | 0.41502 | 0 | 0 | 6.0061
2025-01-03 02:00 | 0 | 0 | -93.9197 | 90 | 0 | 0 | 0.40679 | 0.40679 | 0.40679 | 0 | 0 | 5.5511e-17 | 0 | 0 | 0.4282 | 0.40679 | 0 | 0 | 4.3124 | 5.7917 | 0 | 0.4282 | -0.4282 | 15.204 | 66.0514 | 0 | 9.4982 | 9.4982 | 1.1316 | 9.4982 | 0 | 0.44747 | 0 | 0 | 5.7917
2025-01-03 03:00 | 0 | 0 | -86.033 | 90 | 0 | 0 | 0.30966 | 0.30966 | 0.30966 | 0 | 0 | 5.5511e-17 | 0 | 0 | 0.32596 | 0.30966 | 0 | 0 | 4.5684 | 5.3635 | 0 | 0.32596 | -0.32596 | 14.8395 | 64.4682 | 0 | 7.2303 | 7.2303 | 0.86139 | 7.2303 | 0 | 0.34062 | 0 | 0 | 5.3635
2025-01-03 04:00 | 0 | 0 | -79.2829 | 90 | 0 | 0 | 0.28157 | 0.28157 | 0.28157 | 0 | 0 | 5.5511e-17 | 0 | 0 | 0.29639 | 0.28157 | 0 | 0 | 4.7386 | 5.0376 | 0 | 0.29639 | -0.29639 | 14.5082 | 63.0286 | 0 | 6.5744 | 6.5744 | 0.78324 | 6.5744 | 0 | 0.30972 | 0 | 0 | 5.0376
2025-01-03 05:00 | 0 | 0 | -72.6686 | 90 | 0 | 0 | 0.28771 | 0.28771 | 0.28771 | 0 | 0 | 5.5511e-17 | 0 | 0 | 0.30285 | 0.28771 | 0 | 0 | 4.9007 | 4.7412 | 0 | 0.30285 | -0.30285 | 14.1696 | 61.5576 | 0 | 6.7177 | 6.7177 | 0.80032 | 6.7177 | 0 | 0.31648 | 0 | 0 | 4.7412
2025-01-03 06:00 | 0.00096577 | 0 | -65.5979 | 90 | 0 | 0 | 0.26829 | 0.26829 | 0.26829 | 0 | 0 | 0 | 0 | 0 | 0.28241 | 0.26829 | 0 | 0 | 5.0813 | 4.4383 | 0 | 0.28241 | -0.28241 | 13.8538 | 60.1859 | 0 | 6.2643 | 6.2643 | 0.7463 | 6.2643 | 0 | 0.29512 | 0 | 0 | 4.4383
2025-01-03 07:00 | 0.098081 | 7.0026 | -57.558 | 67.4901 | 0.23314 | 0.74143 | 0.29198 | 0.29198 | 0.29198 | 253.9308 | 0 | 0 | 0 | 0.74143 | 0.30735 | 0.29198 | 0 | 0 | 5.143 | 4.1559 | 0.43408 | 0 | 0.43408 | 14.2421 | 61.8726 | 0 | 6.8175 | 6.8175 | 0.81221 | 6.8175 | 0 | 0.32118 | 0.59315 | 0 | 4.8974
2025-01-03 08:00 | 0.24006 | 17.1849 | -48.0041 | 54.0842 | 0.39393 | 1.2528 | 0.27547 | 0.27547 | 0.27547 | 454.7753 | 0 | 0 | 0 | 1.2528 | 0.28997 | 0.27547 | 0 | 0 | 4.855 | 4.5032 | 0.96281 | 0 | 0.96281 | 15.1032 | 65.6138 | 0 | 6.432 | 6.432 | 0.76629 | 6.432 | 0 | 0.30302 | 1.0022 | 0 | 5.756
2025-01-03 09:00 | 0.29951 | 25.7821 | -36.3727 | 41.3772 | 0.38566 | 1.2265 | 0.39781 | 0.39781 | 0.39781 | 308.3017 | 0 | 0 | 0 | 1.2265 | 0.41875 | 0.39781 | 0 | 0 | 4.1821 | 5.2734 | 0.80771 | 0 | 0.80771 | 15.8257 | 68.7523 | 0 | 9.2886 | 9.2886 | 1.1066 | 9.2886 | 0 | 0.43759 | 0.98117 | 0 | 6.4999
2025-01-03 10:00 | 0.59658 | 32.0656 | -22.3023 | 30.3431 | 0.95629 | 3.0412 | 0.35582 | 0.35582 | 0.35582 | 854.6899 | 0 | 0 | 0 | 3.0412 | 0.37455 | 0.35582 | 0 | 0 | 3.7293 | 5.9196 | 2.6666 | 0 | 2.6666 | 18.2108 | 79.114 | 0 | 8.3081 | 8.3081 | 0.98979 | 8.3081 | 0 | 0.3914 | 2.4329 | 0 | 8.9608
2025-01-03 11:00 | 0.49033 | 35.2215 | -6.133 | 23.5308 | 0.6971 | 2.2169 | 0.3245 | 0.3245 | 0.3245 | 683.1726 | 0 | 0 | 0 | 2.2169 | 0.34158 | 0.3245 | 0 | 0 | 1.971 | 6.0061 | 1.8753 | 0 | 1.8753 | 19.8881 | 86.401 | 0 | 7.5769 | 7.5769 | 0.90268 | 7.5769 | 0 | 0.35695 | 1.7735 | 0 | 8.2231
2025-01-03 12:00 | 0.37499 | 34.7063 | 10.7253 | 24.743 | 0.44819 | 1.4253 | 0.77571 | 0.77571 | 0.77571 | 183.7445 | 0 | 0 | 0 | 1.4253 | 0.81654 | 0.77571 | 0 | 0 | 1.0225 | 6.0061 | 0.60879 | 0 | 0.60879 | 20.4326 | 88.7665 | 0 | 18.1134 | 18.1134 | 2.158 | 18.1134 | 0 | 0.85328 | 1.1403 | 0 | 7.4315
2025-01-03 13:00 | 0.43075 | 30.6164 | 26.4134 | 33.107 | 0.62732 | 1.995 | 0.32734 | 0.32734 | 0.32734 | 609.4485 | 0.65934 | 0 | 0 | 1.995 | 0.34457 | 0.32734 | 0 | 0 | 0.99107 | 6.0061 | 0.99107 | 0 | 0.99107 | 21.3191 | 92.6175 | 0 | 7.6436 | 7.6436 | 0.91064 | 7.6436 | 0 | 0.36008 | 1.596 | 0 | 8.0011
2025-01-03 14:00 | 0.37009 | 23.6148 | 39.8063 | 44.7629 | 0.60713 | 1.9308 | 0.62473 | 0.62473 | 0.62473 | 309.0575 | 0.74077 | 0 | 0 | 1.9308 | 0.65761 | 0.62473 | 0 | 0 | 0.53239 | 6.0061 | 0.53239 | 0 | 0.53239 | 21.7953 | 94.6863 | 0 | 14.5879 | 14.5879 | 1.7379 | 14.5879 | 0 | 0.6872 | 1.5446 | 0 | 7.9369
2025-01-03 15:00 | 0.24806 | 14.5172 | 50.8149 | 57.7229 | 0.49979 | 1.5894 | 0.55021 | 0.55021 | 0.55021 | 288.8777 | 0.62705 | 0 | 0 | 1.5894 | 0.57916 | 0.55021 | 0 | 0 | 0.38321 | 6.0061 | 0.38321 | 0 | 0.38321 | 22.138 | 96.1753 | 0 | 12.8477 | 12.8477 | 1.5306 | 12.8477 | 0 | 0.60523 | 1.2715 | 0 | 7.5956
2025-01-03 16:00 | 0.059384 | 4.0003 | 59.8954 | 71.2396 | 0.20711 | 0.65865 | 0.51267 | 0.51267 | 0.51267 | 128.4739 | 0 | 0 | 0 | 0.65865 | 0.53965 | 0.51267 | 0 | 0 | 0.27582 | 6.0061 | 0.11899 | 0 | 0.11899 | 22.2444 | 96.6376 | 0 | 11.9712 | 11.9712 | 1.4262 | 11.9712 | 0 | 0.56394 | 0.52692 | 0 | 6.6648
2025-01-03 17:00 | 0 | 0 | 67.6167 | 90 | 0 | 0 | 0.36287 | 0.36287 | 0.36287 | 0 | 0 | 0 | 0 | 0 | 0.38197 | 0.36287 | 0 | 0 | 0.31107 | 6.0061 | 0 | 0.38197 | -0.38197 | 21.8174 | 94.7824 | 0 | 8.4733 | 8.4733 | 1.0095 | 8.4733 | 0 | 0.39916 | 0 | 0 | 6.0061
2025-01-03 18:00 | 0 | 0 | 74.5105 | 90 | 0 | 0 | 0.56852 | 0.56852 | 0.56852 | 0 | 0 | 0 | 0 | 0 | 0.59844 | 0.56852 | 0 | 0 | 0.72115 | 6.0061 | 0 | 0.59844 | -0.59844 | 21.1483 | 91.8756 | 0 | 13.2754 | 13.2754 | 1.5816 | 13.2754 | 0 | 0.62537 | 0 | 0 | 6.0061
2025-01-03 19:00 | 0 | 0 | 81.0949 | 90 | 0 | 0 | 0.51487 | 0.51487 | 0.51487 | 0 | 0 | 0 | 0 | 0 | 0.54197 | 0.51487 | 0 | 0 | 1.2285 | 6.0061 | 0 | 0.54197 | -0.54197 | 20.5424 | 89.2433 | 0 | 12.0225 | 12.0225 | 1.4323 | 12.0225 | 0 | 0.56635 | 0 | 0 | 6.0061
2025-01-03 20:00 | 0 | 0 | 88.025 | 90 | 0 | 0 | 0.48835 | 0.48835 | 0.48835 | 0 | 0 | 5.5511e-17 | 0 | 0 | 0.51406 | 0.48835 | 0 | 0 | 1.6093 | 6.0061 | 0 | 0.51406 | -0.51406 | 19.9676 | 86.7464 | 0 | 11.4034 | 11.4034 | 1.3586 | 11.4034 | 0 | 0.53719 | 0 | 0 | 6.0061
2025-01-03 21:00 | 0 | 0 | 96.552 | 90 | 0 | 0 | 0.84544 | 0.84544 | 0.84544 | 0 | 0 | 1.1102e-16 | 0 | 0 | 0.88993 | 0.84544 | 0 | 0 | 1.9407 | 6.0061 | 0 | 0.88993 | -0.88993 | 18.9727 | 82.4239 | 0 | 19.7415 | 19.7415 | 2.3519 | 19.7415 | 0 | 0.92998 | 0 | 0 | 6.0061
2025-01-03 22:00 | 0 | 0 | 110.518 | 90 | 0 | 0 | 0.67793 | 0.67793 | 0.67793 | 0 | 0 | 1.1102e-16 | 0 | 0 | 0.71361 | 0.67793 | 0 | 0 | 2.6028 | 6.0061 | 0 | 0.71361 | -0.71361 | 18.1748 | 78.9578 | 0 | 15.8302 | 15.8302 | 1.886 | 15.8302 | 0 | 0.74573 | 0 | 0 | 6.0061
2025-01-03 23:00 | 0 | 0 | 149.5663 | 90 | 0 | 0 | 0.5387 | 0.5387 | 0.5387 | 0 | 0 | 1.1102e-16 | 0 | 0 | 0.56705 | 0.5387 | 0 | 0 | 3.046 | 6.0061 | 0 | 0.56705 | -0.56705 | 17.5408 | 76.2035 | 0 | 12.579 | 12.579 | 1.4986 | 12.579 | 0 | 0.59257 | 0 | 0 | 6.0061
2025-01-04 | 0 | 0 | -133.9128 | 90 | 0 | 0 | 0.41329 | 0.41329 | 0.41329 | 0 | 0 | 5.5511e-17 | 0 | 0 | 0.43504 | 0.41329 | 0 | 0 | 3.3583 | 6.0061 | 0 | 0.43504 | -0.43504 | 17.0544 | 74.0905 | 0 | 9.6499 | 9.6499 | 1.1497 | 9.6499 | 0 | 0.45462 | 0 | 0 | 6.0061
2025-01-04 01:00 | 0 | 0 | -105.9388 | 90 | 0 | 0 | 0.47333 | 0.47333 | 0.47333 | 0 | 0 | 5.5511e-17 | 0 | 0 | 0.49824 | 0.47333 | 0 | 0 | 3.5751 | 6.0061 | 0 | 0.49824 | -0.49824 | 16.4974 | 71.6705 | 0 | 11.0518 | 11.0518 | 1.3167 | 11.0518 | 0 | 0.52066 | 0 | 0 | 6.0061
2025-01-04 02:00 | 0 | 0 | -94.1248 | 90 | 0 | 0 | 0.40501 | 0.40501 | 0.40501 | 0 | 0 | 5.5511e-17 | 0 | 0 | 0.42633 | 0.40501 | 0 | 0 | 3.879 | 6.0061 | 0 | 0.42633 | -0.42633 | 16.0207 | 69.5997 | 0 | 9.4567 | 9.4567 | 1.1266 | 9.4567 | 0 | 0.44551 | 0 | 0 | 6.0061
2025-01-04 03:00 | 0 | 0 | -86.1932 | 90 | 0 | 0 | 0.35451 | 0.35451 | 0.35451 | 0 | 0 | 5.5511e-17 | 0 | 0 | 0.37317 | 0.35451 | 0 | 0 | 4.1219 | 6.0061 | 0 | 0.37317 | -0.37317 | 15.6035 | 67.7872 | 0 | 8.2775 | 8.2775 | 0.98614 | 8.2775 | 0 | 0.38996 | 0 | 0 | 6.0061
2025-01-04 04:00 | 0 | 0 | -79.4224 | 90 | 0 | 0 | 0.34824 | 0.34824 | 0.34824 | 0 | 0 | 5.5511e-17 | 0 | 0 | 0.36657 | 0.34824 | 0 | 0 | 4.3298 | 5.7209 | 0 | 0.36657 | -0.36657 | 15.1937 | 66.0067 | 0 | 8.1311 | 8.1311 | 0.96871 | 8.1311 | 0 | 0.38306 | 0 | 0 | 5.7209
2025-01-04 05:00 | 0 | 0 | -72.7993 | 90 | 0 | 0 | 0.35813 | 0.35813 | 0.35813 | 0 | 0 | 0 | 0 | 0 | 0.37698 | 0.35813 | 0 | 0 | 4.5455 | 5.3543 | 0 | 0.37698 | -0.37698 | 14.7722 | 64.1757 | 0 | 8.3622 | 8.3622 | 0.99624 | 8.3622 | 0 | 0.39395 | 0 | 0 | 5.3543
2025-01-04 06:00 | 0.0014184 | 0 | -65.7273 | 90 | 0 | 0 | 0.38033 | 0.38033 | 0.38033 | 0 | 0 | 5.5511e-17 | 0 | 0 | 0.40034 | 0.38033 | 0 | 0 | 4.7776 | 4.9774 | 0 | 0.40034 | -0.40034 | 14.3246 | 62.2312 | 0 | 8.8803 | 8.8803 | 1.058 | 8.8803 | 0 | 0.41836 | 0 | 0 | 4.9774
2025-01-04 07:00 | 0.1335 | 6.9779 | -57.6914 | 67.5752 | 0.40445 | 1.2862 | 0.4359 | 0.4359 | 0.4359 | 295.0728 | 0 | 0 | 0 | 1.2862 | 0.45884 | 0.4359 | 0 | 0 | 5.0321 | 4.577 | 0.82738 | 0 | 0.82738 | 15.0647 | 65.4461 | 0 | 10.1779 | 10.1779 | 1.2126 | 10.1779 | 0 | 0.47949 | 1.029 | 0 | 5.8632
2025-01-04 08:00 | 0.33757 | 17.1785 | -48.1449 | 54.1545 | 0.65574 | 2.0854 | 0.28548 | 0.28548 | 0.28548 | 730.4882 | 0 | 0 | 0 | 2.0854 | 0.3005 | 0.28548 | 0 | 0 | 4.3309 | 5.2389 | 1.7849 | 0 | 1.7849 | 16.6611 | 72.3816 | 0 | 6.6657 | 6.6657 | 0.79412 | 6.6657 | 0 | 0.31402 | 1.6683 | 0 | 7.3243
2025-01-04 09:00 | 0.5006 | 25.7995 | -36.521 | 41.4247 | 0.84948 | 2.7015 | 0.35087 | 0.35087 | 0.35087 | 769.9459 | 0 | 0 | 0 | 2.7015 | 0.36933 | 0.35087 | 0 | 0 | 3.1052 | 6.0061 | 2.3322 | 0 | 2.3322 | 18.747 | 81.4437 | 0 | 8.1925 | 8.1925 | 0.97602 | 8.1925 | 0 | 0.38595 | 2.1612 | 0 | 8.7076
2025-01-04 10:00 | 0.59097 | 32.112 | -22.4516 | 30.3504 | 0.94567 | 3.0074 | 0.37197 | 0.37197 | 0.37197 | 808.5013 | 0.93952 | 0 | 0 | 3.0074 | 0.39155 | 0.37197 | 0 | 0 | 1.6763 | 6.0061 | 1.6763 | 0 | 1.6763 | 20.2464 | 87.9574 | 0 | 8.6852 | 8.6852 | 1.0347 | 8.6852 | 0 | 0.40917 | 2.4059 | 0 | 9.0135
2025-01-04 11:00 | 0.65184 | 35.2987 | -6.2681 | 23.47 | 1.0215 | 3.2486 | 0.48032 | 0.48032 | 0.48032 | 676.3536 | 1.8746 | 0 | 0 | 3.2486 | 0.5056 | 0.48032 | 0 | 0 | 0.86846 | 6.0061 | 0.86846 | 0 | 0.86846 | 21.0232 | 91.332 | 0 | 11.215 | 11.215 | 1.3361 | 11.215 | 0 | 0.52835 | 2.5989 | 0 | 9.2548
2025-01-04 12:00 | 0.67312 | 34.8104 | 10.6212 | 24.6219 | 1.0603 | 3.3718 | 0.77791 | 0.77791 | 0.77791 | 433.4491 | 1.9279 | 0 | 0 | 3.3718 | 0.81885 | 0.77791 | 0 | 0 | 0.6251 | 6.0061 | 0.6251 | 0 | 0.6251 | 21.5823 | 93.7609 | 0 | 18.1647 | 18.1647 | 2.1641 | 18.1647 | 0 | 0.8557 | 2.6975 | 0 | 9.378
2025-01-04 13:00 | 0.53972 | 30.7384 | 26.3472 | 32.9723 | 0.86735 | 2.7583 | 0.90396 | 0.90396 | 0.90396 | 305.1393 | 1.3569 | 0 | 0 | 2.7583 | 0.95154 | 0.90396 | 0 | 0 | 0.44994 | 6.0061 | 0.44994 | 0 | 0.44994 | 21.9847 | 95.5092 | 0 | 21.108 | 21.108 | 2.5147 | 21.108 | 0 | 0.99435 | 2.2067 | 0 | 8.7645
2025-01-04 14:00 | 0.41666 | 23.746 | 39.7732 | 44.6332 | 0.71493 | 2.2736 | 0.75004 | 0.75004 | 0.75004 | 303.1307 | 1.1602 | 0 | 0 | 2.2736 | 0.78951 | 0.75004 | 0 | 0 | 0.32385 | 6.0061 | 0.32385 | 0 | 0.32385 | 22.2744 | 96.7677 | 0 | 17.5138 | 17.5138 | 2.0865 | 17.5138 | 0 | 0.82504 | 1.8189 | 0 | 8.2797
2025-01-04 15:00 | 0.26316 | 14.6516 | 50.8064 | 57.6011 | 0.53758 | 1.7096 | 0.50629 | 0.50629 | 0.50629 | 337.6691 | 0.94354 | 0 | 0 | 1.7096 | 0.53294 | 0.50629 | 0 | 0 | 0.2331 | 6.0061 | 0.2331 | 0 | 0.2331 | 22.4829 | 97.6734 | 0 | 11.8222 | 11.8222 | 1.4085 | 11.8222 | 0 | 0.55692 | 1.3677 | 0 | 7.7157
2025-01-04 16:00 | 0.080202 | 4.1346 | 59.9045 | 71.126 | 0.34433 | 1.095 | 0.88517 | 0.88517 | 0.88517 | 123.7076 | 0 | 0 | 0 | 1.095 | 0.93176 | 0.88517 | 0 | 0 | 0.16778 | 6.0061 | 0.16326 | 0 | 0.16326 | 22.6289 | 98.3078 | 0 | 20.6693 | 20.6693 | 2.4625 | 20.6693 | 0 | 0.97369 | 0.87602 | 0 | 7.1012
2025-01-04 17:00 | 0 | 0 | 67.6391 | 90 | 0 | 0 | 0.70717 | 0.70717 | 0.70717 | 0 | 0 | 1.1102e-16 | 0 | 0 | 0.74439 | 0.70717 | 0 | 0 | 0.12401 | 6.0061 | 0 | 0.74439 | -0.74439 | 21.7966 | 94.6922 | 0 | 16.5128 | 16.5128 | 1.9673 | 16.5128 | 0 | 0.77788 | 0 | 0 | 6.0061
2025-01-04 18:00 | 0 | 0 | 74.5445 | 90 | 0 | 0 | 0.78041 | 0.78041 | 0.78041 | 0 | 0 | 0 | 0 | 0 | 0.82149 | 0.78041 | 0 | 0 | 0.84397 | 6.0061 | 0 | 0.82149 | -0.82149 | 20.8782 | 90.7022 | 0 | 18.2232 | 18.2232 | 2.171 | 18.2232 | 0 | 0.85846 | 0 | 0 | 6.0061
2025-01-04 19:00 | 0 | 0 | 81.1406 | 90 | 0 | 0 | 0.67814 | 0.67814 | 0.67814 | 0 | 0 | 0 | 0 | 0 | 0.71383 | 0.67814 | 0 | 0 | 1.4887 | 6.0061 | 0 | 0.71383 | -0.71383 | 20.0801 | 87.235 | 0 | 15.8349 | 15.8349 | 1.8865 | 15.8349 | 0 | 0.74595 | 0 | 0 | 6.0061
2025-01-04 20:00 | 0 | 0 | 88.0843 | 90 | 0 | 0 | 0.77192 | 0.77192 | 0.77192 | 0 | 0 | 1.1102e-16 | 0 | 0 | 0.81255 | 0.77192 | 0 | 0 | 1.9619 | 6.0061 | 0 | 0.81255 | -0.81255 | 19.1716 | 83.2883 | 0 | 18.0249 | 18.0249 | 2.1474 | 18.0249 | 0 | 0.84911 | 0 | 0 | 6.0061
2025-01-04 21:00 | 0 | 0 | 96.627 | 90 | 0 | 0 | 0.90106 | 0.90106 | 0.90106 | 0 | 0 | 1.1102e-16 | 0 | 0 | 0.94849 | 0.90106 | 0 | 0 | 2.5075 | 6.0061 | 0 | 0.94849 | -0.94849 | 18.1112 | 78.6814 | 0 | 21.0404 | 21.0404 | 2.5067 | 21.0404 | 0 | 0.99117 | 0 | 0 | 6.0061
2025-01-04 22:00 | 0 | 0 | 110.5906 | 90 | 0 | 0 | 0.77331 | 0.77331 | 0.77331 | 0 | 0 | 1.1102e-16 | 0 | 0 | 0.81401 | 0.77331 | 0 | 0 | 3.1526 | 6.0061 | 0 | 0.81401 | -0.81401 | 17.2011 | 74.7277 | 0 | 18.0573 | 18.0573 | 2.1513 | 18.0573 | 0 | 0.85064 | 0 | 0 | 6.0061
2025-01-04 23:00 | 0 | 0 | 149.2853 | 90 | 0 | 0 | 0.65554 | 0.65554 | 0.65554 | 0 | 0 | 0 | 0 | 0 | 0.69005 | 0.65554 | 0 | 0 | 3.6464 | 6.0061 | 0 | 0.69005 | -0.69005 | 16.4296 | 71.3761 | 0 | 15.3074 | 15.3074 | 1.8237 | 15.3074 | 0 | 0.7211 | 0 | 0 | 6.0061
2025-01-05 | 0 | 0 | -134.5714 | 90 | 0 | 0 | 0.32833 | 0.32833 | 0.32833 | 0 | 0 | 0 | 0 | 0 | 0.34561 | 0.32833 | 0 | 0 | 4.0363 | 6.0061 | 0 | 0.34561 | -0.34561 | 16.0432 | 69.6974 | 0 | 7.6662 | 7.6662 | 0.91333 | 7.6662 | 0 | 0.36116 | 0 | 0 | 6.0061
2025-01-05 01:00 | 0 | 0 | -106.2682 | 90 | 0 | 0 | 0.45198 | 0.45198 | 0.45198 | 0 | 0 | 5.5511e-17 | 0 | 0 | 0.47576 | 0.45198 | 0 | 0 | 4.1395 | 6.0061 | 0 | 0.47576 | -0.47576 | 15.5113 | 67.3865 | 0 | 10.5533 | 10.5533 | 1.2573 | 10.5533 | 0 | 0.49717 | 0 | 0 | 6.0061
2025-01-05 02:00 | 0 | 0 | -94.3403 | 90 | 0 | 0 | 0.35958 | 0.35958 | 0.35958 | 0 | 0 | 0 | 0 | 0 | 0.37851 | 0.35958 | 0 | 0 | 4.4225 | 5.6384 | 0 | 0.37851 | -0.37851 | 15.0881 | 65.5481 | 0 | 8.396 | 8.396 | 1.0003 | 8.396 | 0 | 0.39554 | 0 | 0 | 5.6384
2025-01-05 03:00 | 0 | 0 | -86.3615 | 90 | 0 | 0 | 0.2455 | 0.2455 | 0.2455 | 0 | 0 | 5.5511e-17 | 0 | 0 | 0.25842 | 0.2455 | 0 | 0 | 4.6257 | 5.2599 | 0 | 0.25842 | -0.25842 | 14.7992 | 64.2929 | 0 | 5.7321 | 5.7321 | 0.6829 | 5.7321 | 0 | 0.27005 | 0 | 0 | 5.2599
2025-01-05 04:00 | 0 | 0 | -79.5685 | 90 | 0 | 0 | 0.32526 | 0.32526 | 0.32526 | 0 | 0 | 5.5511e-17 | 0 | 0 | 0.34238 | 0.32526 | 0 | 0 | 4.7394 | 5.0015 | 0 | 0.34238 | -0.34238 | 14.4164 | 62.6299 | 0 | 7.5946 | 7.5946 | 0.90479 | 7.5946 | 0 | 0.35779 | 0 | 0 | 5.0015
2025-01-05 05:00 | 0 | 0 | -72.9357 | 90 | 0 | 0 | 0.35915 | 0.35915 | 0.35915 | 0 | 0 | 5.5511e-17 | 0 | 0 | 0.37806 | 0.35915 | 0 | 0 | 4.955 | 4.6591 | 0 | 0.37806 | -0.37806 | 13.9937 | 60.7936 | 0 | 8.3859 | 8.3859 | 0.99907 | 8.3859 | 0 | 0.39507 | 0 | 0 | 4.6591
2025-01-05 06:00 | 0.00062294 | 0 | -65.8618 | 90 | 0 | 0 | 0.4271 | 0.4271 | 0.4271 | 0 | 0 | 5.5511e-17 | 0 | 0 | 0.44958 | 0.4271 | 0 | 0 | 5.143 | 4.2811 | 0 | 0.44958 | -0.44958 | 13.4911 | 58.61 | 0 | 9.9724 | 9.9724 | 1.1881 | 9.9724 | 0 | 0.46981 | 0 | 0 | 4.2811
2025-01-05 07:00 | 0.059429 | 6.958 | -57.8294 | 67.6583 | 0.072806 | 0.23153 | 0.32855 | 0.32855 | 0.32855 | 70.4706 | 0 | 0 | 0 | 0.23153 | 0.34585 | 0.32855 | 0 | 0 | 5.143 | 3.8315 | 0 | 0.11431 | -0.11431 | 13.3633 | 58.0547 | 0 | 7.6715 | 7.6715 | 0.91395 | 7.6715 | 0 | 0.36141 | 0.18523 | 0 | 4.063
2025-01-05 08:00 | 0.20754 | 17.1776 | -48.2898 | 54.2221 | 0.29567 | 0.94029 | 0.32846 | 0.32846 | 0.32846 | 286.2741 | 0 | 0 | 0 | 0.94029 | 0.34575 | 0.32846 | 0 | 0 | 5.143 | 3.7172 | 0.59455 | 0 | 0.59455 | 13.895 | 60.365 | 0 | 7.6692 | 7.6692 | 0.91368 | 7.6692 | 0 | 0.3613 | 0.75223 | 0 | 4.6575
2025-01-05 09:00 | 0.25603 | 25.8229 | -36.6726 | 41.4685 | 0.29364 | 0.93381 | 0.36981 | 0.36981 | 0.36981 | 252.5098 | 0 | 0 | 0 | 0.93381 | 0.38928 | 0.36981 | 0 | 0 | 5.0017 | 4.1928 | 0.54454 | 0 | 0.54454 | 14.3821 | 62.4809 | 0 | 8.6348 | 8.6348 | 1.0287 | 8.6348 | 0 | 0.40679 | 0.74705 | 0 | 5.1266
2025-01-05 10:00 | 0.4193 | 32.1648 | -22.6027 | 30.3529 | 0.57468 | 1.8276 | 0.38747 | 0.38747 | 0.38747 | 471.6732 | 0 | 0 | 0 | 1.8276 | 0.40786 | 0.38747 | 0 | 0 | 4.6551 | 4.6284 | 1.4197 | 0 | 1.4197 | 15.6519 | 67.9975 | 0 | 9.047 | 9.047 | 1.0778 | 9.047 | 0 | 0.42621 | 1.4621 | 0 | 6.456
2025-01-05 11:00 | 0.56293 | 35.3826 | -6.4031 | 23.403 | 0.85509 | 2.7193 | 0.42591 | 0.42591 | 0.42591 | 638.4826 | 0 | 0 | 0 | 2.7193 | 0.44832 | 0.42591 | 0 | 0 | 3.7229 | 5.7642 | 2.271 | 0 | 2.271 | 17.6832 | 76.822 | 0 | 9.9446 | 9.9446 | 1.1848 | 9.9446 | 0 | 0.4685 | 2.1755 | 0 | 8.4835
2025-01-05 12:00 | 0.57021 | 34.9208 | 10.5195 | 24.4952 | 0.87595 | 2.7857 | 0.57962 | 0.57962 | 0.57962 | 480.6036 | 0 | 0 | 0 | 2.7857 | 0.61013 | 0.57962 | 0 | 0 | 2.3065 | 6.0061 | 2.1755 | 0 | 2.1755 | 19.6291 | 85.2755 | 0 | 13.5345 | 13.5345 | 1.6124 | 13.5345 | 0 | 0.63758 | 2.2285 | 0 | 8.7918
2025-01-05 13:00 | 0.48261 | 30.8662 | 26.285 | 32.834 | 0.74469 | 2.3683 | 0.76684 | 0.76684 | 0.76684 | 308.8336 | 0.44191 | 0 | 0 | 2.3683 | 0.8072 | 0.76684 | 0 | 0 | 1.1191 | 6.0061 | 1.1191 | 0 | 1.1191 | 20.6301 | 89.6242 | 0 | 17.9062 | 17.9062 | 2.1333 | 17.9062 | 0 | 0.84352 | 1.8946 | 0 | 8.3744
2025-01-05 14:00 | 0.31614 | 23.882 | 39.7453 | 44.5014 | 0.45737 | 1.4545 | 0.55993 | 0.55993 | 0.55993 | 259.7678 | 0.11686 | 0 | 0 | 1.4545 | 0.5894 | 0.55993 | 0 | 0 | 0.74826 | 6.0061 | 0.74826 | 0 | 0.74826 | 21.2993 | 92.5317 | 0 | 13.0747 | 13.0747 | 1.5577 | 13.0747 | 0 | 0.61592 | 1.1636 | 0 | 7.4607
2025-01-05 15:00 | 0.17985 | 14.79 | 50.8036 | 57.4785 | 0.26733 | 0.85014 | 0.70797 | 0.70797 | 0.70797 | 120.0819 | 0 | 0 | 0 | 0.85014 | 0.74523 | 0.70797 | 0 | 0 | 0.53858 | 6.0061 | 0.10491 | 0 | 0.10491 | 21.3931 | 92.9394 | 0 | 16.5315 | 16.5315 | 1.9695 | 16.5315 | 0 | 0.77877 | 0.68011 | 0 | 6.8563
2025-01-05 16:00 | 0.044859 | 4.2722 | 59.9195 | 71.0124 | 0.082987 | 0.26391 | 0.5036 | 0.5036 | 0.5036 | 52.4053 | 1.1102e-16 | 0 | 0 | 0.26391 | 0.5301 | 0.5036 | 0 | 0 | 0.69885 | 6.0061 | 0 | 0.26619 | -0.26619 | 21.0955 | 91.6464 | 0 | 11.7594 | 11.7594 | 1.401 | 11.7594 | 0 | 0.55396 | 0.21113 | 0 | 6.2701
2025-01-05 17:00 | 0 | 0 | 67.6678 | 90 | 0 | 0 | 0.60705 | 0.60705 | 0.60705 | 0 | 0 | 0 | 0 | 0 | 0.639 | 0.60705 | 0 | 0 | 1.0536 | 6.0061 | 0 | 0.639 | -0.639 | 20.3811 | 88.5427 | 0 | 14.175 | 14.175 | 1.6888 | 14.175 | 0 | 0.66775 | 0 | 0 | 6.0061
2025-01-05 18:00 | 0 | 0 | 74.5851 | 90 | 0 | 0 | 0.62037 | 0.62037 | 0.62037 | 0 | 0 | 1.1102e-16 | 0 | 0 | 0.65302 | 0.62037 | 0 | 0 | 1.6364 | 6.0061 | 0 | 0.65302 | -0.65302 | 19.651 | 85.3709 | 0 | 14.486 | 14.486 | 1.7258 | 14.486 | 0 | 0.6824 | 0 | 0 | 6.0061
2025-01-05 19:00 | 0 | 0 | 81.1937 | 90 | 0 | 0 | 0.67217 | 0.67217 | 0.67217 | 0 | 0 | 1.1102e-16 | 0 | 0 | 0.70755 | 0.67217 | 0 | 0 | 2.1277 | 6.0061 | 0 | 0.70755 | -0.70755 | 18.86 | 81.9343 | 0 | 15.6957 | 15.6957 | 1.8699 | 15.6957 | 0 | 0.73939 | 0 | 0 | 6.0061
2025-01-05 20:00 | 0 | 0 | 88.1525 | 90 | 0 | 0 | 0.9758 | 0.9758 | 0.9758 | 0 | 0 | 1.1102e-16 | 0 | 0 | 1.0272 | 0.9758 | 0 | 0 | 2.6202 | 6.0061 | 0 | 1.0272 | -1.0272 | 17.7116 | 76.9452 | 0 | 22.7856 | 22.7856 | 2.7146 | 22.7856 | 0 | 1.0734 | 0 | 0 | 6.0061
2025-01-05 21:00 | 0 | 0 | 96.7134 | 90 | 0 | 0 | 0.59985 | 0.59985 | 0.59985 | 0 | 0 | 1.1102e-16 | 0 | 0 | 0.63142 | 0.59985 | 0 | 0 | 3.3701 | 6.0061 | 0 | 0.63142 | -0.63142 | 17.0056 | 73.8783 | 0 | 14.0069 | 14.0069 | 1.6687 | 14.0069 | 0 | 0.65983 | 0 | 0 | 6.0061
2025-01-05 22:00 | 0 | 0 | 110.6803 | 90 | 0 | 0 | 0.65651 | 0.65651 | 0.65651 | 0 | 0 | 1.1102e-16 | 0 | 0 | 0.69107 | 0.65651 | 0 | 0 | 3.7029 | 6.0061 | 0 | 0.69107 | -0.69107 | 16.233 | 70.5217 | 0 | 15.3301 | 15.3301 | 1.8264 | 15.3301 | 0 | 0.72217 | 0 | 0 | 6.0061
2025-01-05 23:00 | 0 | 0 | 149.034 | 90 | 0 | 0 | 0.78232 | 0.78232 | 0.78232 | 0 | 0 | 0 | 0 | 0 | 0.8235 | 0.78232 | 0 | 0 | 4.1232 | 6.0061 | 0 | 0.8235 | -0.8235 | 15.3123 | 66.5219 | 0 | 18.2678 | 18.2678 | 2.1764 | 18.2678 | 0 | 0.86056 | 0 | 0 | 6.0061
2025-01-06 | 0 | 0 | -135.2464 | 90 | 0 | 0 | 0.24559 | 0.24559 | 0.24559 | 0 | 0 | 2.7756e-17 | 0 | 0 | 0.25852 | 0.24559 | 0 | 0 | 4.6678 | 5.4604 | 0 | 0.25852 | -0.25852 | 15.0232 | 65.2662 | 0 | 5.7343 | 5.7343 | 0.68317 | 5.7343 | 0 | 0.27015 | 0 | 0 | 5.4604
2025-01-06 01:00 | 0 | 0 | -106.6125 | 90 | 0 | 0 | 0.38303 | 0.38303 | 0.38303 | 0 | 0 | 5.5511e-17 | 0 | 0 | 0.40319 | 0.38303 | 0 | 0 | 4.6877 | 5.2019 | 0 | 0.40319 | -0.40319 | 14.5725 | 63.3079 | 0 | 8.9433 | 8.9433 | 1.0655 | 8.9433 | 0 | 0.42133 | 0 | 0 | 5.2019
2025-01-06 02:00 | 0 | 0 | -94.5663 | 90 | 0 | 0 | 0.33334 | 0.33334 | 0.33334 | 0 | 0 | 5.5511e-17 | 0 | 0 | 0.35088 | 0.33334 | 0 | 0 | 4.9167 | 4.7987 | 0 | 0.35088 | -0.35088 | 14.1802 | 61.6037 | 0 | 7.7831 | 7.7831 | 0.92725 | 7.7831 | 0 | 0.36667 | 0 | 0 | 4.7987
2025-01-06 03:00 | 0 | 0 | -86.5377 | 90 | 0 | 0 | 0.33457 | 0.33457 | 0.33457 | 0 | 0 | 5.5511e-17 | 0 | 0 | 0.35217 | 0.33457 | 0 | 0 | 5.1112 | 4.4478 | 0 | 0.35217 | -0.35217 | 13.7864 | 59.8931 | 0 | 7.8118 | 7.8118 | 0.93067 | 7.8118 | 0 | 0.36802 | 0 | 0 | 4.4478
2025-01-06 04:00 | 0 | 0 | -79.7211 | 90 | 0 | 0 | 0.29255 | 0.29255 | 0.29255 | 0 | 0 | 0 | 0 | 0 | 0.30795 | 0.29255 | 0 | 0 | 5.143 | 4.0956 | 0 | 0.30795 | -0.30795 | 13.4421 | 58.3974 | 0 | 6.8308 | 6.8308 | 0.81379 | 6.8308 | 0 | 0.3218 | 0 | 0 | 4.0956
2025-01-06 05:00 | 0 | 0 | -73.0779 | 90 | 0 | 0 | 0.36236 | 0.36236 | 0.36236 | 0 | 0 | 5.5511e-17 | 0 | 0 | 0.38144 | 0.36236 | 0 | 0 | 5.143 | 3.7877 | 0 | 0.38144 | -0.38144 | 13.0157 | 56.5447 | 0 | 8.4609 | 8.4609 | 1.008 | 8.4609 | 0 | 0.3986 | 0 | 0 | 3.7877
2025-01-06 06:00 | 0.0012481 | 0 | -66.0014 | 90 | 0 | 0 | 0.37078 | 0.37078 | 0.37078 | 0 | 0 | 5.5511e-17 | 0 | 0 | 0.3903 | 0.37078 | 0 | 0 | 5.143 | 3.4063 | 0 | 0.3903 | -0.3903 | 12.5793 | 54.6489 | 0 | 8.6575 | 8.6575 | 1.0314 | 8.6575 | 0 | 0.40786 | 0 | 0 | 3.4063
2025-01-06 07:00 | 0.10627 | 6.9431 | -57.972 | 67.7393 | 0.28048 | 0.89199 | 0.371 | 0.371 | 0.371 | 240.4292 | 0 | 0 | 0 | 0.89199 | 0.39052 | 0.371 | 0 | 0 | 5.143 | 3.016 | 0.50146 | 0 | 0.50146 | 13.0278 | 56.5975 | 0 | 8.6625 | 8.6625 | 1.032 | 8.6625 | 0 | 0.4081 | 0.71359 | 0 | 3.908
2025-01-06 08:00 | 0.2599 | 17.182 | -48.4387 | 54.2868 | 0.45422 | 1.4445 | 0.45733 | 0.45733 | 0.45733 | 315.8596 | 0 | 0 | 0 | 1.4445 | 0.4814 | 0.45733 | 0 | 0 | 5.143 | 3.4171 | 0.96311 | 0 | 0.96311 | 13.8893 | 60.3398 | 0 | 10.6782 | 10.6782 | 1.2722 | 10.6782 | 0 | 0.50306 | 1.1556 | 0 | 4.8616
2025-01-06 09:00 | 0.35918 | 25.8523 | -36.8274 | 41.5086 | 0.53145 | 1.6901 | 0.33649 | 0.33649 | 0.33649 | 502.2752 | 0 | 0 | 0 | 1.6901 | 0.3542 | 0.33649 | 0 | 0 | 4.859 | 4.1876 | 1.3359 | 0 | 1.3359 | 15.0841 | 65.5307 | 0 | 7.8567 | 7.8567 | 0.93602 | 7.8567 | 0 | 0.37014 | 1.3521 | 0 | 5.8777
2025-01-06 10:00 | 0.39739 | 32.224 | -22.7557 | 30.3504 | 0.52263 | 1.6621 | 0.27915 | 0.27915 | 0.27915 | 595.3988 | 0 | 0 | 0 | 1.6621 | 0.29384 | 0.27915 | 0 | 0 | 4.0267 | 5.2563 | 1.3682 | 0 | 1.3682 | 16.3079 | 70.8472 | 0 | 6.5179 | 6.5179 | 0.77652 | 6.5179 | 0 | 0.30707 | 1.3296 | 0 | 6.9184
2025-01-06 11:00 | 0.43693 | 35.4731 | -6.538 | 23.33 | 0.57029 | 1.8136 | 0.18249 | 0.18249 | 0.18249 | 993.8058 | 0 | 0 | 0 | 1.8136 | 0.1921 | 0.18249 | 0 | 0 | 3.2651 | 6.0061 | 1.6215 | 0 | 1.6215 | 17.7582 | 77.148 | 0 | 4.2611 | 4.2611 | 0.50765 | 4.2611 | 0 | 0.20074 | 1.4509 | 0 | 7.8198
2025-01-06 12:00 | 0.50169 | 35.0375 | 10.42 | 24.3628 | 0.72414 | 2.3029 | 0.47235 | 0.47235 | 0.47235 | 487.5331 | 0 | 0 | 0 | 2.3029 | 0.49721 | 0.47235 | 0 | 0 | 2.3668 | 6.0061 | 1.8057 | 0 | 1.8057 | 19.3733 | 84.1643 | 0 | 11.0298 | 11.0298 | 1.314 | 11.0298 | 0 | 0.51959 | 1.8423 | 0 | 8.309
2025-01-06 13:00 | 0.49675 | 30.9995 | 26.227 | 32.6922 | 0.77346 | 2.4597 | 0.50483 | 0.50483 | 0.50483 | 487.2381 | 0.5409 | 0 | 0 | 2.4597 | 0.5314 | 0.50483 | 0 | 0 | 1.3874 | 6.0061 | 1.3874 | 0 | 1.3874 | 20.6142 | 89.5554 | 0 | 11.7882 | 11.7882 | 1.4044 | 11.7882 | 0 | 0.55532 | 1.9678 | 0 | 8.4659
2025-01-06 14:00 | 0.37693 | 24.0229 | 39.7225 | 44.3678 | 0.614 | 1.9526 | 0.4975 | 0.4975 | 0.4975 | 392.4874 | 0.67572 | 0 | 0 | 1.9526 | 0.52368 | 0.4975 | 0 | 0 | 0.75322 | 6.0061 | 0.75322 | 0 | 0.75322 | 21.2879 | 92.4822 | 0 | 11.617 | 11.617 | 1.384 | 11.617 | 0 | 0.54725 | 1.5621 | 0 | 7.9588
2025-01-06 15:00 | 0.17594 | 14.9324 | 50.8064 | 57.3551 | 0.25219 | 0.802 | 0.6455 | 0.6455 | 0.6455 | 124.2438 | 0 | 0 | 0 | 0.802 | 0.67948 | 0.6455 | 0 | 0 | 0.54215 | 6.0061 | 0.12252 | 0 | 0.12252 | 21.3975 | 92.9583 | 0 | 15.073 | 15.073 | 1.7957 | 15.073 | 0 | 0.71005 | 0.6416 | 0 | 6.8081
2025-01-06 16:00 | 0.063566 | 4.4131 | 59.9405 | 70.8989 | 0.20112 | 0.63961 | 0.84576 | 0.84576 | 0.84576 | 75.6255 | 0 | 1.1102e-16 | 0 | 0.63961 | 0.89027 | 0.84576 | 0 | 0 | 0.69135 | 6.0061 | 0 | 0.25066 | -0.25066 | 21.1173 | 91.7408 | 0 | 19.7491 | 19.7491 | 2.3528 | 19.7491 | 0 | 0.93034 | 0.51169 | 0 | 6.6458
2025-01-06 17:00 | 0 | 0 | 67.7027 | 90 | 0 | 0 | 0.8117 | 0.8117 | 0.8117 | 0 | 0 | 1.1102e-16 | 0 | 0 | 0.85442 | 0.8117 | 0 | 0 | 1.035 | 6.0061 | 0 | 0.85442 | -0.85442 | 20.162 | 87.5908 | 0 | 18.9536 | 18.9536 | 2.2581 | 18.9536 | 0 | 0.89287 | 0 | 0 | 6.0061
2025-01-06 18:00 | 0 | 0 | 74.6325 | 90 | 0 | 0 | 0.83517 | 0.83517 | 0.83517 | 0 | 0 | 1.1102e-16 | 0 | 0 | 0.87912 | 0.83517 | 0 | 0 | 1.8147 | 6.0061 | 0 | 0.87912 | -0.87912 | 19.1791 | 83.3207 | 0 | 19.5017 | 19.5017 | 2.3234 | 19.5017 | 0 | 0.91868 | 0 | 0 | 6.0061
2025-01-06 19:00 | 0 | 0 | 81.2544 | 90 | 0 | 0 | 0.52741 | 0.52741 | 0.52741 | 0 | 0 | 1.1102e-16 | 0 | 0 | 0.55517 | 0.52741 | 0 | 0 | 2.4771 | 6.0061 | 0 | 0.55517 | -0.55517 | 18.5584 | 80.6242 | 0 | 12.3154 | 12.3154 | 1.4672 | 12.3154 | 0 | 0.58015 | 0 | 0 | 6.0061
2025-01-06 20:00 | 0 | 0 | 88.2296 | 90 | 0 | 0 | 0.48462 | 0.48462 | 0.48462 | 0 | 0 | 1.1102e-16 | 0 | 0 | 0.51013 | 0.48462 | 0 | 0 | 2.7842 | 6.0061 | 0 | 0.51013 | -0.51013 | 17.9881 | 78.1465 | 0 | 11.3163 | 11.3163 | 1.3482 | 11.3163 | 0 | 0.53309 | 0 | 0 | 6.0061
2025-01-06 21:00 | 0 | 0 | 96.8113 | 90 | 0 | 0 | 0.55356 | 0.55356 | 0.55356 | 0 | 0 | 0 | 0 | 0 | 0.58269 | 0.55356 | 0 | 0 | 3.0726 | 6.0061 | 0 | 0.58269 | -0.58269 | 17.3366 | 75.3162 | 0 | 12.926 | 12.926 | 1.54 | 12.926 | 0 | 0.60891 | 0 | 0 | 6.0061
2025-01-06 22:00 | 0 | 0 | 110.7867 | 90 | 0 | 0 | 0.76591 | 0.76591 | 0.76591 | 0 | 0 | 1.1102e-16 | 0 | 0 | 0.80622 | 0.76591 | 0 | 0 | 3.4425 | 6.0061 | 0 | 0.80622 | -0.80622 | 16.4352 | 71.4003 | 0 | 17.8845 | 17.8845 | 2.1307 | 17.8845 | 0 | 0.8425 | 0 | 0 | 6.0061
2025-01-06 23:00 | 0 | 0 | 148.8118 | 90 | 0 | 0 | 0.77201 | 0.77201 | 0.77201 | 0 | 0 | 0 | 0 | 0 | 0.81264 | 0.77201 | 0 | 0 | 4.0088 | 6.0061 | 0 | 0.81264 | -0.81264 | 15.5267 | 67.4532 | 0 | 18.027 | 18.027 | 2.1477 | 18.027 | 0 | 0.84921 | 0 | 0 | 6.0061
2025-01-07 | 0 | 0 | -135.9361 | 90 | 0 | 0 | 0.37474 | 0.37474 | 0.37474 | 0 | 0 | 5.5511e-17 | 0 | 0 | 0.39446 | 0.37474 | 0 | 0 | 4.5447 | 5.6521 | 0 | 0.39446 | -0.39446 | 15.0856 | 65.5373 | 0 | 8.7498 | 8.7498 | 1.0424 | 8.7498 | 0 | 0.41221 | 0 | 0 | 5.6521
2025-01-07 01:00 | 0 | 0 | -106.9714 | 90 | 0 | 0 | 0.25715 | 0.25715 | 0.25715 | 0 | 0 | 0 | 0 | 0 | 0.27068 | 0.25715 | 0 | 0 | 4.6886 | 5.2577 | 0 | 0.27068 | -0.27068 | 14.783 | 64.2225 | 0 | 6.0042 | 6.0042 | 0.71532 | 6.0042 | 0 | 0.28286 | 0 | 0 | 5.2577
2025-01-07 02:00 | 0 | 0 | -94.8024 | 90 | 0 | 0 | 0.23063 | 0.23063 | 0.23063 | 0 | 0 | 2.7756e-17 | 0 | 0 | 0.24277 | 0.23063 | 0 | 0 | 4.7787 | 4.987 | 0 | 0.24277 | -0.24277 | 14.5116 | 63.0433 | 0 | 5.385 | 5.385 | 0.64155 | 5.385 | 0 | 0.25369 | 0 | 0 | 4.987
2025-01-07 03:00 | 0 | 0 | -86.7218 | 90 | 0 | 0 | 0.28364 | 0.28364 | 0.28364 | 0 | 0 | 5.5511e-17 | 0 | 0 | 0.29856 | 0.28364 | 0 | 0 | 4.8879 | 4.7442 | 0 | 0.29856 | -0.29856 | 14.1778 | 61.5932 | 0 | 6.6227 | 6.6227 | 0.789 | 6.6227 | 0 | 0.312 | 0 | 0 | 4.7442
2025-01-07 04:00 | 0 | 0 | -79.8803 | 90 | 0 | 0 | 0.41786 | 0.41786 | 0.41786 | 0 | 0 | 5.5511e-17 | 0 | 0 | 0.43985 | 0.41786 | 0 | 0 | 5.0707 | 4.4457 | 0 | 0.43985 | -0.43985 | 13.686 | 59.4568 | 0 | 9.7566 | 9.7566 | 1.1624 | 9.7566 | 0 | 0.45964 | 0 | 0 | 4.4457
2025-01-07 05:00 | 0 | 0 | -73.2257 | 90 | 0 | 0 | 0.26755 | 0.26755 | 0.26755 | 0 | 0 | 0 | 0 | 0 | 0.28163 | 0.26755 | 0 | 0 | 5.143 | 4.0058 | 0 | 0.28163 | -0.28163 | 13.3711 | 58.0888 | 0 | 6.2471 | 6.2471 | 0.74426 | 6.2471 | 0 | 0.29431 | 0 | 0 | 4.0058
2025-01-07 06:00 | 0.0013015 | 0 | -66.1461 | 90 | 0 | 0 | 0.2412 | 0.2412 | 0.2412 | 0 | 0 | 2.7756e-17 | 0 | 0 | 0.25389 | 0.2412 | 0 | 0 | 5.143 | 3.7242 | 0 | 0.25389 | -0.25389 | 13.0873 | 56.8557 | 0 | 5.6317 | 5.6317 | 0.67094 | 5.6317 | 0 | 0.26531 | 0 | 0 | 3.7242
2025-01-07 07:00 | 0.12238 | 6.9331 | -58.1191 | 67.8183 | 0.36041 | 1.1462 | 0.35664 | 0.35664 | 0.35664 | 321.3767 | 0 | 0 | 0 | 1.1462 | 0.37541 | 0.35664 | 0 | 0 | 5.143 | 3.4703 | 0.77074 | 0 | 0.77074 | 13.7766 | 59.8505 | 0 | 8.3272 | 8.3272 | 0.99207 | 8.3272 | 0 | 0.3923 | 0.91692 | 0 | 4.6164
2025-01-07 08:00 | 0.27354 | 17.1919 | -48.5916 | 54.3487 | 0.49439 | 1.5723 | 0.1894 | 0.1894 | 0.1894 | 830.1165 | 0 | 0 | 0 | 1.5723 | 0.19937 | 0.1894 | 0 | 0 | 5.0377 | 4.0869 | 1.3729 | 0 | 1.3729 | 15.0046 | 65.1852 | 0 | 4.4224 | 4.4224 | 0.52687 | 4.4224 | 0 | 0.20834 | 1.2578 | 0 | 5.6591
2025-01-07 09:00 | 0.4351 | 25.8876 | -36.9853 | 41.545 | 0.71707 | 2.2804 | 0.34266 | 0.34266 | 0.34266 | 665.5047 | 0 | 0 | 0 | 2.2804 | 0.36069 | 0.34266 | 0 | 0 | 4.1135 | 5.1852 | 1.9197 | 0 | 1.9197 | 16.7216 | 72.6447 | 0 | 8.0008 | 8.0008 | 0.95319 | 8.0008 | 0 | 0.37693 | 1.8243 | 0 | 7.4656
2025-01-07 10:00 | 0.59873 | 32.2896 | -22.9105 | 30.343 | 0.95398 | 3.0338 | 0.23353 | 0.23353 | 0.23353 | 1299.121 | 0 | 0 | 0 | 3.0338 | 0.24582 | 0.23353 | 0 | 0 | 2.9322 | 6.0061 | 2.788 | 0 | 2.788 | 19.2153 | 83.478 | 0 | 5.4527 | 5.4527 | 0.64961 | 5.4527 | 0 | 0.25688 | 2.427 | 0 | 9.04
2025-01-07 11:00 | 0.64725 | 35.5701 | -6.6727 | 23.2508 | 1.009 | 3.2087 | 0.38184 | 0.38184 | 0.38184 | 840.3087 | 1.5521 | 0 | 0 | 3.2087 | 0.40194 | 0.38184 | 0 | 0 | 1.2546 | 6.0061 | 1.2546 | 0 | 1.2546 | 20.3374 | 88.3529 | 0 | 8.9157 | 8.9157 | 1.0622 | 8.9157 | 0 | 0.42003 | 2.5669 | 0 | 9.2148
2025-01-07 12:00 | 0.60651 | 35.1605 | 10.323 | 24.2249 | 0.94166 | 2.9946 | 0.42605 | 0.42605 | 0.42605 | 702.8834 | 1.7062 | 0 | 0 | 2.9946 | 0.44847 | 0.42605 | 0 | 0 | 0.83994 | 6.0061 | 0.83994 | 0 | 0.83994 | 21.0887 | 91.6167 | 0 | 9.9486 | 9.9486 | 1.1852 | 9.9486 | 0 | 0.46865 | 2.3957 | 0 | 9.0008
2025-01-07 13:00 | 0.50608 | 31.1385 | 26.1731 | 32.5469 | 0.79082 | 2.5149 | 0.50036 | 0.50036 | 0.50036 | 502.627 | 1.3837 | 0 | 0 | 2.5149 | 0.52669 | 0.50036 | 0 | 0 | 0.60457 | 6.0061 | 0.60457 | 0 | 0.60457 | 21.6294 | 93.9659 | 0 | 11.6837 | 11.6837 | 1.392 | 11.6837 | 0 | 0.55039 | 2.0119 | 0 | 8.5211
2025-01-07 14:00 | 0.39911 | 24.1684 | 39.705 | 44.2324 | 0.66478 | 2.1141 | 0.57128 | 0.57128 | 0.57128 | 370.0633 | 1.0776 | 0 | 0 | 2.1141 | 0.60135 | 0.57128 | 0 | 0 | 0.43516 | 6.0061 | 0.43516 | 0 | 0.43516 | 22.0187 | 95.6568 | 0 | 13.3398 | 13.3398 | 1.5893 | 13.3398 | 0 | 0.62841 | 1.6913 | 0 | 8.1203
2025-01-07 15:00 | 0.23001 | 15.0785 | 50.815 | 57.2311 | 0.42217 | 1.3426 | 0.42514 | 0.42514 | 0.42514 | 315.7923 | 0.58183 | 0 | 0 | 1.3426 | 0.44752 | 0.42514 | 0 | 0 | 0.31322 | 6.0061 | 0.31322 | 0 | 0.31322 | 22.2988 | 96.8738 | 0 | 9.9274 | 9.9274 | 1.1827 | 9.9274 | 0 | 0.46766 | 1.0741 | 0 | 7.3487
2025-01-07 16:00 | 0.064857 | 4.557 | 59.9675 | 70.7856 | 0.19792 | 0.62942 | 0.57344 | 0.57344 | 0.57344 | 109.7614 | 0 | 0 | 0 | 0.62942 | 0.60362 | 0.57344 | 0 | 0 | 0.22545 | 6.0061 | 0.025795 | 0 | 0.025795 | 22.3219 | 96.9741 | 0 | 13.3903 | 13.3903 | 1.5953 | 13.3903 | 0 | 0.63079 | 0.50354 | 0 | 6.6356
2025-01-07 17:00 | 0 | 0 | 67.7438 | 90 | 0 | 0 | 0.68088 | 0.68088 | 0.68088 | 0 | 0 | 1.1102e-16 | 0 | 0 | 0.71671 | 0.68088 | 0 | 0 | 0.30554 | 6.0061 | 0 | 0.71671 | -0.71671 | 21.5206 | 93.4929 | 0 | 15.8989 | 15.8989 | 1.8941 | 15.8989 | 0 | 0.74896 | 0 | 0 | 6.0061
2025-01-07 18:00 | 0 | 0 | 74.6865 | 90 | 0 | 0 | 0.44972 | 0.44972 | 0.44972 | 0 | 0 | 5.5511e-17 | 0 | 0 | 0.47339 | 0.44972 | 0 | 0 | 0.99472 | 6.0061 | 0 | 0.47339 | -0.47339 | 20.9913 | 91.1936 | 0 | 10.5012 | 10.5012 | 1.2511 | 10.5012 | 0 | 0.49469 | 0 | 0 | 6.0061
2025-01-07 19:00 | 0 | 0 | 81.3226 | 90 | 0 | 0 | 0.81357 | 0.81357 | 0.81357 | 0 | 0 | 1.1102e-16 | 0 | 0 | 0.85639 | 0.81357 | 0 | 0 | 1.3289 | 6.0061 | 0 | 0.85639 | -0.85639 | 20.0338 | 87.034 | 0 | 18.9974 | 18.9974 | 2.2633 | 18.9974 | 0 | 0.89493 | 0 | 0 | 6.0061
2025-01-07 20:00 | 0 | 0 | 88.3155 | 90 | 0 | 0 | 0.5572 | 0.5572 | 0.5572 | 0 | 0 | 1.1102e-16 | 0 | 0 | 0.58653 | 0.5572 | 0 | 0 | 1.9845 | 6.0061 | 0 | 0.58653 | -0.58653 | 19.3781 | 84.1851 | 0 | 13.011 | 13.011 | 1.5501 | 13.011 | 0 | 0.61292 | 0 | 0 | 6.0061
2025-01-07 21:00 | 0 | 0 | 96.9204 | 90 | 0 | 0 | 0.67582 | 0.67582 | 0.67582 | 0 | 0 | 1.1102e-16 | 0 | 0 | 0.71139 | 0.67582 | 0 | 0 | 2.3291 | 6.0061 | 0 | 0.71139 | -0.71139 | 18.5827 | 80.7298 | 0 | 15.7809 | 15.7809 | 1.8801 | 15.7809 | 0 | 0.7434 | 0 | 0 | 6.0061
2025-01-07 22:00 | 0 | 0 | 110.9097 | 90 | 0 | 0 | 0.30587 | 0.30587 | 0.30587 | 0 | 0 | 5.5511e-17 | 0 | 0 | 0.32197 | 0.30587 | 0 | 0 | 2.7972 | 6.0061 | 0 | 0.32197 | -0.32197 | 18.2227 | 79.166 | 0 | 7.1423 | 7.1423 | 0.85091 | 7.1423 | 0 | 0.33646 | 0 | 0 | 6.0061
2025-01-07 23:00 | 0 | 0 | 148.6184 | 90 | 0 | 0 | 0.56118 | 0.56118 | 0.56118 | 0 | 0 | 1.1102e-16 | 0 | 0 | 0.59072 | 0.56118 | 0 | 0 | 2.9019 | 6.0061 | 0 | 0.59072 | -0.59072 | 17.5623 | 76.2968 | 0 | 13.1039 | 13.1039 | 1.5612 | 13.1039 | 0 | 0.6173 | 0 | 0 | 6.0061
2025-01-08 | 0 | 0 | -136.6391 | 90 | 0 | 0 | 0.28977 | 0.28977 | 0.28977 | 0 | 0 | 5.5511e-17 | 0 | 0 | 0.30502 | 0.28977 | 0 | 0 | 3.3015 | 6.0061 | 0 | 0.30502 | -0.30502 | 17.2213 | 74.8153 | 0 | 6.7659 | 6.7659 | 0.80607 | 6.7659 | 0 | 0.31875 | 0 | 0 | 6.0061
2025-01-08 01:00 | 0 | 0 | -107.3447 | 90 | 0 | 0 | 0.37264 | 0.37264 | 0.37264 | 0 | 0 | 5.5511e-17 | 0 | 0 | 0.39226 | 0.37264 | 0 | 0 | 3.4269 | 6.0061 | 0 | 0.39226 | -0.39226 | 16.7827 | 72.91 | 0 | 8.7009 | 8.7009 | 1.0366 | 8.7009 | 0 | 0.40991 | 0 | 0 | 6.0061
2025-01-08 02:00 | 0 | 0 | -95.0487 | 90 | 0 | 0 | 0.30491 | 0.30491 | 0.30491 | 0 | 0 | 5.5511e-17 | 0 | 0 | 0.32096 | 0.30491 | 0 | 0 | 3.6669 | 6.0061 | 0 | 0.32096 | -0.32096 | 16.4239 | 71.3511 | 0 | 7.1193 | 7.1193 | 0.84817 | 7.1193 | 0 | 0.3354 | 0 | 0 | 6.0061
2025-01-08 03:00 | 0 | 0 | -86.9136 | 90 | 0 | 0 | 0.22182 | 0.22182 | 0.22182 | 0 | 0 | 2.7756e-17 | 0 | 0 | 0.2335 | 0.22182 | 0 | 0 | 3.8452 | 6.0061 | 0 | 0.2335 | -0.2335 | 16.1628 | 70.217 | 0 | 5.1793 | 5.1793 | 0.61705 | 5.1793 | 0 | 0.244 | 0 | 0 | 6.0061
2025-01-08 04:00 | 0 | 0 | -80.0458 | 90 | 0 | 0 | 0.26802 | 0.26802 | 0.26802 | 0 | 0 | 5.5511e-17 | 0 | 0 | 0.28212 | 0.26802 | 0 | 0 | 3.9572 | 6.0061 | 0 | 0.28212 | -0.28212 | 15.8474 | 68.8467 | 0 | 6.258 | 6.258 | 0.74555 | 6.258 | 0 | 0.29482 | 0 | 0 | 6.0061
2025-01-08 05:00 | 0 | 0 | -73.379 | 90 | 0 | 0 | 0.36382 | 0.36382 | 0.36382 | 0 | 0 | 5.5511e-17 | 0 | 0 | 0.38297 | 0.36382 | 0 | 0 | 4.1316 | 5.939 | 0 | 0.38297 | -0.38297 | 15.4192 | 66.9865 | 0 | 8.4949 | 8.4949 | 1.0121 | 8.4949 | 0 | 0.4002 | 0 | 0 | 5.939
2025-01-08 06:00 | 0.0007664 | 0 | -66.2957 | 90 | 0 | 0 | 0.46574 | 0.46574 | 0.46574 | 0 | 0 | 5.5511e-17 | 0 | 0 | 0.49025 | 0.46574 | 0 | 0 | 4.3972 | 5.5561 | 0 | 0.49025 | -0.49025 | 14.8711 | 64.6053 | 0 | 10.8746 | 10.8746 | 1.2956 | 10.8746 | 0 | 0.51231 | 0 | 0 | 5.5561
2025-01-08 07:00 | 0.080849 | 6.9281 | -58.2707 | 67.895 | 0.14694 | 0.46729 | 0.45532 | 0.45532 | 0.45532 | 102.6308 | 0 | 0 | 0 | 0.46729 | 0.47928 | 0.45532 | 0 | 0 | 4.7437 | 5.0658 | 0 | 0.011985 | -0.011985 | 14.8577 | 64.5471 | 0 | 10.6312 | 10.6312 | 1.2666 | 10.6312 | 0 | 0.50085 | 0.37384 | 0 | 5.5331
2025-01-08 08:00 | 0.24367 | 17.2073 | -48.7484 | 54.4078 | 0.40191 | 1.2781 | 0.42879 | 0.42879 | 0.42879 | 298.0801 | 0 | 0 | 0 | 1.2781 | 0.45136 | 0.42879 | 0 | 0 | 4.638 | 5.0538 | 0.82678 | 0 | 0.82678 | 15.5972 | 67.7597 | 0 | 10.0119 | 10.0119 | 1.1928 | 10.0119 | 0 | 0.47167 | 1.0225 | 0 | 6.332
2025-01-08 09:00 | 0.32427 | 25.9289 | -37.1463 | 41.5776 | 0.44081 | 1.4018 | 0.45897 | 0.45897 | 0.45897 | 305.4309 | 0 | 0 | 0 | 1.4018 | 0.48313 | 0.45897 | 0 | 0 | 3.9919 | 5.7153 | 0.91872 | 0 | 0.91872 | 16.4189 | 71.3296 | 0 | 10.7166 | 10.7166 | 1.2767 | 10.7166 | 0 | 0.50487 | 1.1215 | 0 | 7.1171
2025-01-08 10:00 | 0.44306 | 32.3616 | -23.0669 | 30.3307 | 0.62619 | 1.9914 | 0.32384 | 0.32384 | 0.32384 | 614.9382 | 0 | 0 | 0 | 1.9914 | 0.34088 | 0.32384 | 0 | 0 | 3.4117 | 6.0061 | 1.6505 | 0 | 1.6505 | 17.8952 | 77.743 | 0 | 7.5613 | 7.5613 | 0.90083 | 7.5613 | 0 | 0.35622 | 1.5931 | 0 | 7.9976
2025-01-08 11:00 | 0.48301 | 35.6737 | -6.8072 | 23.1655 | 0.67101 | 2.1339 | 0.264 | 0.264 | 0.264 | 808.2968 | 0 | 0 | 0 | 2.1339 | 0.2779 | 0.264 | 0 | 0 | 2.3753 | 6.0061 | 1.856 | 0 | 1.856 | 19.5553 | 84.955 | 0 | 6.1642 | 6.1642 | 0.73438 | 6.1642 | 0 | 0.2904 | 1.7071 | 0 | 8.1401
2025-01-08 12:00 | 0.50634 | 35.2898 | 10.2284 | 24.0814 | 0.72971 | 2.3206 | 0.75321 | 0.75321 | 0.75321 | 308.0957 | 0.21564 | 0 | 0 | 2.3206 | 0.79285 | 0.75321 | 0 | 0 | 1.3121 | 6.0061 | 1.3121 | 0 | 1.3121 | 20.7289 | 90.0535 | 0 | 17.5879 | 17.5879 | 2.0954 | 17.5879 | 0 | 0.82853 | 1.8565 | 0 | 8.3267
2025-01-08 13:00 | 0.53229 | 31.2829 | 26.1235 | 32.3982 | 0.84223 | 2.6784 | 0.56855 | 0.56855 | 0.56855 | 471.0941 | 1.3626 | 0 | 0 | 2.6784 | 0.59848 | 0.56855 | 0 | 0 | 0.7173 | 6.0061 | 0.7173 | 0 | 0.7173 | 21.3704 | 92.8407 | 0 | 13.2761 | 13.2761 | 1.5817 | 13.2761 | 0 | 0.62541 | 2.1427 | 0 | 8.6846
2025-01-08 14:00 | 0.38931 | 24.3186 | 39.6927 | 44.0953 | 0.63727 | 2.0266 | 0.73636 | 0.73636 | 0.73636 | 275.2233 | 0.73522 | 0 | 0 | 2.0266 | 0.77512 | 0.73636 | 0 | 0 | 0.5163 | 6.0061 | 0.5163 | 0 | 0.5163 | 21.8322 | 94.8469 | 0 | 17.1945 | 17.1945 | 2.0485 | 17.1945 | 0 | 0.81 | 1.6213 | 0 | 8.0328
2025-01-08 15:00 | 0.22495 | 15.2285 | 50.8294 | 57.1065 | 0.39999 | 1.272 | 0.80825 | 0.80825 | 0.80825 | 157.3828 | 0.049637 | 0 | 0 | 1.272 | 0.85079 | 0.80825 | 0 | 0 | 0.37162 | 6.0061 | 0.37162 | 0 | 0.37162 | 22.1646 | 96.2909 | 0 | 18.8732 | 18.8732 | 2.2485 | 18.8732 | 0 | 0.88908 | 1.0176 | 0 | 7.2782
2025-01-08 16:00 | 0.076825 | 4.7039 | 60.0005 | 70.6726 | 0.27217 | 0.86554 | 0.76076 | 0.76076 | 0.76076 | 113.7729 | 0 | 0 | 0 | 0.86554 | 0.8008 | 0.76076 | 0 | 0 | 0.26749 | 6.0061 | 0.064739 | 0 | 0.064739 | 22.2225 | 96.5424 | 0 | 17.7642 | 17.7642 | 2.1164 | 17.7642 | 0 | 0.83683 | 0.69243 | 0 | 6.8717
2025-01-08 17:00 | 0 | 0 | 67.7913 | 90 | 0 | 0 | 0.65466 | 0.65466 | 0.65466 | 0 | 0 | 0 | 0 | 0 | 0.68912 | 0.65466 | 0 | 0 | 0.33802 | 6.0061 | 0 | 0.68912 | -0.68912 | 21.4521 | 93.1953 | 0 | 15.2868 | 15.2868 | 1.8212 | 15.2868 | 0 | 0.72013 | 0 | 0 | 6.0061
2025-01-08 18:00 | 0 | 0 | 74.7473 | 90 | 0 | 0 | 0.76586 | 0.76586 | 0.76586 | 0 | 0 | 0 | 0 | 0 | 0.80617 | 0.76586 | 0 | 0 | 1.0153 | 6.0061 | 0 | 0.80617 | -0.80617 | 20.5507 | 89.2796 | 0 | 17.8835 | 17.8835 | 2.1306 | 17.8835 | 0 | 0.84245 | 0 | 0 | 6.0061
2025-01-08 19:00 | 0 | 0 | 81.3981 | 90 | 0 | 0 | 0.67879 | 0.67879 | 0.67879 | 0 | 0 | 1.1102e-16 | 0 | 0 | 0.71452 | 0.67879 | 0 | 0 | 1.6579 | 6.0061 | 0 | 0.71452 | -0.71452 | 19.7519 | 85.8091 | 0 | 15.8503 | 15.8503 | 1.8883 | 15.8503 | 0 | 0.74667 | 0 | 0 | 6.0061
2025-01-08 20:00 | 0 | 0 | 88.4101 | 90 | 0 | 0 | 0.81917 | 0.81917 | 0.81917 | 0 | 0 | 1.1102e-16 | 0 | 0 | 0.86228 | 0.81917 | 0 | 0 | 2.1391 | 6.0061 | 0 | 0.86228 | -0.86228 | 18.7878 | 81.6209 | 0 | 19.1281 | 19.1281 | 2.2788 | 19.1281 | 0 | 0.90108 | 0 | 0 | 6.0061
2025-01-08 21:00 | 0 | 0 | 97.0407 | 90 | 0 | 0 | 0.73413 | 0.73413 | 0.73413 | 0 | 0 | 1.1102e-16 | 0 | 0 | 0.77276 | 0.73413 | 0 | 0 | 2.7324 | 6.0061 | 0 | 0.77276 | -0.77276 | 17.9239 | 77.8675 | 0 | 17.1424 | 17.1424 | 2.0423 | 17.1424 | 0 | 0.80754 | 0 | 0 | 6.0061
2025-01-08 22:00 | 0 | 0 | 111.0488 | 90 | 0 | 0 | 0.76847 | 0.76847 | 0.76847 | 0 | 0 | 1.1102e-16 | 0 | 0 | 0.80891 | 0.76847 | 0 | 0 | 3.2136 | 6.0061 | 0 | 0.80891 | -0.80891 | 17.0194 | 73.9385 | 0 | 17.9443 | 17.9443 | 2.1378 | 17.9443 | 0 | 0.84531 | 0 | 0 | 6.0061
2025-01-08 23:00 | 0 | 0 | 148.4531 | 90 | 0 | 0 | 0.65187 | 0.65187 | 0.65187 | 0 | 0 | 1.1102e-16 | 0 | 0 | 0.68618 | 0.65187 | 0 | 0 | 3.7272 | 6.0061 | 0 | 0.68618 | -0.68618 | 16.2523 | 70.6056 | 0 | 15.2216 | 15.2216 | 1.8134 | 15.2216 | 0 | 0.71705 | 0 | 0 | 6.0061
2025-01-09 | 0 | 0 | -137.3536 | 90 | 0 | 0 | 0.37864 | 0.37864 | 0.37864 | 0 | 0 | 5.5511e-17 | 0 | 0 | 0.39857 | 0.37864 | 0 | 0 | 4.1251 | 6.0061 | 0 | 0.39857 | -0.39857 | 15.8067 | 68.6697 | 0 | 8.8409 | 8.8409 | 1.0533 | 8.8409 | 0 | 0.4165 | 0 | 0 | 6.0061
2025-01-09 01:00 | 0 | 0 | -107.732 | 90 | 0 | 0 | 0.41943 | 0.41943 | 0.41943 | 0 | 0 | 5.5511e-17 | 0 | 0 | 0.44151 | 0.41943 | 0 | 0 | 4.2814 | 5.9026 | 0 | 0.44151 | -0.44151 | 15.3131 | 66.5252 | 0 | 9.7934 | 9.7934 | 1.1668 | 9.7934 | 0 | 0.46138 | 0 | 0 | 5.9026
2025-01-09 02:00 | 0 | 0 | -95.305 | 90 | 0 | 0 | 0.27527 | 0.27527 | 0.27527 | 0 | 0 | 0 | 0 | 0 | 0.28975 | 0.27527 | 0 | 0 | 4.528 | 5.4611 | 0 | 0.28975 | -0.28975 | 14.9891 | 65.1179 | 0 | 6.4272 | 6.4272 | 0.76572 | 6.4272 | 0 | 0.30279 | 0 | 0 | 5.4611
2025-01-09 03:00 | 0 | 0 | -87.1131 | 90 | 0 | 0 | 0.32509 | 0.32509 | 0.32509 | 0 | 0 | 5.5511e-17 | 0 | 0 | 0.3422 | 0.32509 | 0 | 0 | 4.6543 | 5.1713 | 0 | 0.3422 | -0.3422 | 14.6065 | 63.4558 | 0 | 7.5905 | 7.5905 | 0.90431 | 7.5905 | 0 | 0.3576 | 0 | 0 | 5.1713
2025-01-09 04:00 | 0 | 0 | -80.2177 | 90 | 0 | 0 | 0.33865 | 0.33865 | 0.33865 | 0 | 0 | 0 | 0 | 0 | 0.35647 | 0.33865 | 0 | 0 | 4.8581 | 4.8291 | 0 | 0.35647 | -0.35647 | 14.208 | 61.7243 | 0 | 7.9072 | 7.9072 | 0.94203 | 7.9072 | 0 | 0.37251 | 0 | 0 | 4.8291
2025-01-09 05:00 | 0 | 0 | -73.5377 | 90 | 0 | 0 | 0.38465 | 0.38465 | 0.38465 | 0 | 0 | 5.5511e-17 | 0 | 0 | 0.40489 | 0.38465 | 0 | 0 | 5.0799 | 4.4727 | 0 | 0.40489 | -0.40489 | 13.7553 | 59.7577 | 0 | 8.9812 | 8.9812 | 1.07 | 8.9812 | 0 | 0.42311 | 0 | 0 | 4.4727
2025-01-09 06:00 | 0.0011721 | 0 | -66.4501 | 90 | 0 | 0 | 0.31097 | 0.31097 | 0.31097 | 0 | 0 | 0 | 0 | 0 | 0.32734 | 0.31097 | 0 | 0 | 5.143 | 4.0678 | 0 | 0.32734 | -0.32734 | 13.3893 | 58.1678 | 0 | 7.2609 | 7.2609 | 0.86503 | 7.2609 | 0 | 0.34207 | 0 | 0 | 4.0678
2025-01-09 07:00 | 0.048435 | 6.9281 | -58.4267 | 67.9695 | 0.051528 | 0.16387 | 0.43283 | 0.43283 | 0.43283 | 37.859 | 0 | 0 | 0 | 0.16387 | 0.45561 | 0.43283 | 0 | 0 | 5.143 | 3.7404 | 0 | 0.29175 | -0.29175 | 13.0631 | 56.7507 | 0 | 10.1063 | 10.1063 | 1.204 | 10.1063 | 0 | 0.47612 | 0.13109 | 0 | 3.9043
2025-01-09 08:00 | 0.13966 | 17.2282 | -48.9091 | 54.4639 | 0.14739 | 0.46874 | 0.40192 | 0.40192 | 0.40192 | 116.6246 | 0 | 0 | 0 | 0.46874 | 0.42307 | 0.40192 | 0 | 0 | 5.143 | 3.4487 | 0.045664 | 0 | 0.045664 | 13.104 | 56.9282 | 0 | 9.3844 | 9.3844 | 1.118 | 9.3844 | 0 | 0.44211 | 0.37499 | 0 | 3.9174
2025-01-09 09:00 | 0.30087 | 25.9762 | -37.3103 | 41.6065 | 0.38443 | 1.2225 | 0.59396 | 0.59396 | 0.59396 | 205.8286 | 0 | 0 | 0 | 1.2225 | 0.62522 | 0.59396 | 0 | 0 | 5.143 | 3.4852 | 0.59732 | 0 | 0.59732 | 13.6382 | 59.2492 | 0 | 13.8685 | 13.8685 | 1.6522 | 13.8685 | 0 | 0.65336 | 0.97803 | 0 | 4.7078
2025-01-09 10:00 | 0.48338 | 32.44 | -23.2251 | 30.3136 | 0.7186 | 2.2853 | 0.33566 | 0.33566 | 0.33566 | 680.8244 | 0 | 0 | 0 | 2.2853 | 0.35333 | 0.33566 | 0 | 0 | 5.1173 | 3.9631 | 1.932 | 0 | 1.932 | 15.3662 | 66.7562 | 0 | 7.8375 | 7.8375 | 0.93373 | 7.8375 | 0 | 0.36923 | 1.8282 | 0 | 6.2484
2025-01-09 11:00 | 0.49115 | 35.7838 | -6.9413 | 23.0742 | 0.68743 | 2.1861 | 0.37479 | 0.37479 | 0.37479 | 583.291 | 0 | 0 | 0 | 2.1861 | 0.39452 | 0.37479 | 0 | 0 | 3.7906 | 5.5086 | 1.7916 | 0 | 1.7916 | 16.9687 | 73.7179 | 0 | 8.7511 | 8.7511 | 1.0426 | 8.7511 | 0 | 0.41227 | 1.7489 | 0 | 7.6948
2025-01-09 12:00 | 0.56744 | 35.4252 | 10.1364 | 23.9324 | 0.86018 | 2.7355 | 0.61954 | 0.61954 | 0.61954 | 441.5385 | 0 | 0 | 0 | 2.7355 | 0.65215 | 0.61954 | 0 | 0 | 2.7696 | 6.0061 | 2.0834 | 0 | 2.0834 | 18.8321 | 81.8133 | 0 | 14.4668 | 14.4668 | 1.7235 | 14.4668 | 0 | 0.6815 | 2.1884 | 0 | 8.7417
2025-01-09 13:00 | 0.31166 | 31.4329 | 26.0783 | 32.2463 | 0.35309 | 1.1229 | 0.89315 | 0.89315 | 0.89315 | 125.7219 | 0 | 0 | 0 | 1.1229 | 0.94016 | 0.89315 | 0 | 0 | 1.6117 | 6.0061 | 0.18273 | 0 | 0.18273 | 18.9955 | 82.5233 | 0 | 20.8558 | 20.8558 | 2.4847 | 20.8558 | 0 | 0.98247 | 0.89831 | 0 | 7.129
2025-01-09 14:00 | 0.16754 | 24.4733 | 39.6858 | 43.9567 | 0.16579 | 0.52724 | 0.34968 | 0.34968 | 0.34968 | 150.7756 | 0 | 0 | 0 | 0.52724 | 0.36809 | 0.34968 | 0 | 0 | 1.8853 | 6.0061 | 0.15915 | 0 | 0.15915 | 19.1379 | 83.1417 | 0 | 8.1654 | 8.1654 | 0.97279 | 8.1654 | 0 | 0.38465 | 0.42179 | 0 | 6.5334
2025-01-09 15:00 | 0.1533 | 15.3821 | 50.8495 | 56.9815 | 0.18624 | 0.59227 | 0.75683 | 0.75683 | 0.75683 | 78.2564 | 0 | 0 | 0 | 0.59227 | 0.79667 | 0.75683 | 0 | 0 | 1.9707 | 6.0061 | 0 | 0.2044 | -0.2044 | 18.9094 | 82.1489 | 0 | 17.6726 | 17.6726 | 2.1054 | 17.6726 | 0 | 0.83252 | 0.47382 | 0 | 6.5984
2025-01-09 16:00 | 0.044622 | 4.8538 | 60.0395 | 70.5599 | 0.064597 | 0.20543 | 0.68482 | 0.68482 | 0.68482 | 29.9975 | 0 | 0 | 0 | 0.20543 | 0.72087 | 0.68482 | 0 | 0 | 2.261 | 6.0061 | 0 | 0.51544 | -0.51544 | 18.3331 | 79.6454 | 0 | 15.9911 | 15.9911 | 1.9051 | 15.9911 | 0 | 0.75331 | 0.16434 | 0 | 6.2116
2025-01-09 17:00 | 0 | 0 | 67.8451 | 90 | 0 | 0 | 0.77126 | 0.77126 | 0.77126 | 0 | 0 | 1.1102e-16 | 0 | 0 | 0.81185 | 0.77126 | 0 | 0 | 2.7385 | 6.0061 | 0 | 0.81185 | -0.81185 | 17.4254 | 75.7021 | 0 | 18.0094 | 18.0094 | 2.1456 | 18.0094 | 0 | 0.84838 | 0 | 0 | 6.0061
2025-01-09 18:00 | 0 | 0 | 74.8148 | 90 | 0 | 0 | 0.8738 | 0.8738 | 0.8738 | 0 | 0 | 1.1102e-16 | 0 | 0 | 0.91979 | 0.8738 | 0 | 0 | 3.3938 | 6.0061 | 0 | 0.91979 | -0.91979 | 16.3971 | 71.2346 | 0 | 20.4038 | 20.4038 | 2.4308 | 20.4038 | 0 | 0.96118 | 0 | 0 | 6.0061
2025-01-09 19:00 | 0 | 0 | 81.4811 | 90 | 0 | 0 | 0.61311 | 0.61311 | 0.61311 | 0 | 0 | 1.1102e-16 | 0 | 0 | 0.64538 | 0.61311 | 0 | 0 | 4.0616 | 6.0061 | 0 | 0.64538 | -0.64538 | 15.6755 | 68.0999 | 0 | 14.3166 | 14.3166 | 1.7056 | 14.3166 | 0 | 0.67443 | 0 | 0 | 6.0061
2025-01-09 20:00 | 0 | 0 | 88.5134 | 90 | 0 | 0 | 0.84065 | 0.84065 | 0.84065 | 0 | 0 | 1.1102e-16 | 0 | 0 | 0.8849 | 0.84065 | 0 | 0 | 4.4297 | 5.7853 | 0 | 0.8849 | -0.8849 | 14.6861 | 63.8018 | 0 | 19.6298 | 19.6298 | 2.3386 | 19.6298 | 0 | 0.92472 | 0 | 0 | 5.7853
2025-01-09 21:00 | 0 | 0 | 97.172 | 90 | 0 | 0 | 0.73923 | 0.73923 | 0.73923 | 0 | 0 | 1.1102e-16 | 0 | 0 | 0.77813 | 0.73923 | 0 | 0 | 5.0316 | 4.9004 | 0 | 0.77813 | -0.77813 | 13.8162 | 60.0223 | 0 | 17.2615 | 17.2615 | 2.0565 | 17.2615 | 0 | 0.81315 | 0 | 0 | 4.9004
2025-01-09 22:00 | 0 | 0 | 111.2038 | 90 | 0 | 0 | 0.68613 | 0.68613 | 0.68613 | 0 | 0 | 1.1102e-16 | 0 | 0 | 0.72224 | 0.68613 | 0 | 0 | 5.143 | 4.1222 | 0 | 0.72224 | -0.72224 | 13.0087 | 56.5143 | 0 | 16.0216 | 16.0216 | 1.9088 | 16.0216 | 0 | 0.75474 | 0 | 0 | 4.1222
2025-01-09 23:00 | 0 | 0 | 148.3154 | 90 | 0 | 0 | 0.75128 | 0.75128 | 0.75128 | 0 | 0 | 1.1102e-16 | 0 | 0 | 0.79082 | 0.75128 | 0 | 0 | 5.143 | 3.4 | 0 | 0.79082 | -0.79082 | 12.1245 | 52.6732 | 0 | 17.5429 | 17.5429 | 2.09 | 17.5429 | 0 | 0.82641 | 0 | 0 | 3.4
2025-01-10 | 0 | 0 | -138.0779 | 90 | 0 | 0 | 0.3256 | 0.3256 | 0.3256 | 0 | 0 | 0 | 0 | 0 | 0.34274 | 0.3256 | 0 | 0 | 5.143 | 2.6092 | 0 | 0.34274 | -0.34274 | 11.7413 | 51.0084 | 0 | 7.6025 | 7.6025 | 0.90574 | 7.6025 | 0 | 0.35816 | 0 | 0 | 2.6092
2025-01-10 01:00 | 0 | 0 | -108.133 | 90 | 0 | 0 | 0.23149 | 0.23149 | 0.23149 | 0 | 0 | 2.7756e-17 | 0 | 0 | 0.24367 | 0.23149 | 0 | 0 | 5.143 | 2.2664 | 0 | 0.24367 | -0.24367 | 11.4689 | 49.8249 | 0 | 5.405 | 5.405 | 0.64393 | 5.405 | 0 | 0.25463 | 0 | 0 | 2.2664
2025-01-10 02:00 | 0 | 0 | -95.5711 | 90 | 0 | 0 | 0.27132 | 0.27132 | 0.27132 | 0 | 0 | 5.5511e-17 | 0 | 0 | 0.2856 | 0.27132 | 0 | 0 | 5.143 | 2.0228 | 0 | 0.2856 | -0.2856 | 11.1496 | 48.4377 | 0 | 6.3351 | 6.3351 | 0.75474 | 6.3351 | 0 | 0.29845 | 0 | 0 | 2.0228
2025-01-10 03:00 | 0 | 0 | -87.3202 | 90 | 0 | 0 | 0.40294 | 0.40294 | 0.40294 | 0 | 0 | 5.5511e-17 | 0 | 0 | 0.42414 | 0.40294 | 0 | 0 | 5.143 | 1.7372 | 0 | 0.42414 | -0.42414 | 10.6754 | 46.3776 | 0 | 9.4082 | 9.4082 | 1.1209 | 9.4082 | 0 | 0.44323 | 0 | 0 | 1.7372
2025-01-10 04:00 | 0 | 0 | -80.3958 | 90 | 0 | 0 | 0.31817 | 0.31817 | 0.31817 | 0 | 0 | 0 | 0 | 0 | 0.33492 | 0.31817 | 0 | 0 | 5.143 | 1.313 | 0 | 0.33492 | -0.33492 | 10.3009 | 44.7508 | 0 | 7.429 | 7.429 | 0.88507 | 7.429 | 0 | 0.34999 | 0 | 0 | 1.313
2025-01-10 05:00 | 0 | 0 | -73.7019 | 90 | 0 | 0 | 0.31572 | 0.31572 | 0.31572 | 0 | 0 | 5.5511e-17 | 0 | 0 | 0.33233 | 0.31572 | 0 | 0 | 5.143 | 0.97812 | 0 | 0.33233 | -0.33233 | 9.9294 | 43.1367 | 0 | 7.3717 | 7.3717 | 0.87824 | 7.3717 | 0 | 0.34729 | 0 | 0 | 0.97812
2025-01-10 06:00 | 0.0011694 | 0 | -66.6094 | 90 | 0 | 0 | 0.28322 | 0.28322 | 0.28322 | 0 | 0 | 0 | 0 | 0 | 0.29813 | 0.28322 | 0 | 0 | 5.143 | 0.64578 | 0 | 0.29813 | -0.29813 | 9.5961 | 41.6886 | 0 | 6.613 | 6.613 | 0.78784 | 6.613 | 0 | 0.31154 | 0 | 0 | 0.64578
2025-01-10 07:00 | 0.11332 | 6.9332 | -58.587 | 68.0417 | 0.31467 | 1.0007 | 0.37907 | 0.37907 | 0.37907 | 263.9908 | 0 | 0 | 0 | 1.0007 | 0.39902 | 0.37907 | 0 | 0 | 5.143 | 0.34766 | 0.60169 | 0 | 0.60169 | 10.1342 | 44.0266 | 0 | 8.851 | 8.851 | 1.0545 | 8.851 | 0 | 0.41698 | 0.80057 | 0 | 1.3484
2025-01-10 08:00 | 0.2719 | 17.2546 | -49.0735 | 54.5171 | 0.48515 | 1.5428 | 0.29373 | 0.29373 | 0.29373 | 525.254 | 0 | 0 | 0 | 1.5428 | 0.30919 | 0.29373 | 0 | 0 | 5.143 | 0.82901 | 1.2337 | 0 | 1.2337 | 11.2376 | 48.8202 | 0 | 6.8584 | 6.8584 | 0.81709 | 6.8584 | 0 | 0.32311 | 1.2343 | 0 | 2.3719
2025-01-10 09:00 | 0.46242 | 26.0295 | -37.4772 | 41.6315 | 0.76947 | 2.447 | 0.409 | 0.409 | 0.409 | 598.2909 | 0 | 0 | 0 | 2.447 | 0.43053 | 0.409 | 0 | 0 | 5.143 | 1.8159 | 2.0165 | 0 | 2.0165 | 13.0412 | 56.6558 | 0 | 9.5499 | 9.5499 | 1.1377 | 9.5499 | 0 | 0.4499 | 1.9576 | 0 | 4.263
2025-01-10 10:00 | 0.59177 | 32.5248 | -23.3848 | 30.2917 | 0.93663 | 2.9787 | 0.40743 | 0.40743 | 0.40743 | 731.0743 | 0 | 0 | 0 | 2.9787 | 0.42888 | 0.40743 | 0 | 0 | 4.9821 | 3.4291 | 2.5498 | 0 | 2.5498 | 15.3218 | 66.5634 | 0 | 9.5133 | 9.5133 | 1.1334 | 9.5133 | 0 | 0.44818 | 2.3829 | 0 | 6.4078
2025-01-10 11:00 | 0.73156 | 35.9004 | -7.0751 | 22.9769 | 1.1399 | 3.6249 | 0.33331 | 0.33331 | 0.33331 | 1087.547 | 0 | 0 | 0 | 3.6249 | 0.35086 | 0.33331 | 0 | 0 | 3.4751 | 5.469 | 3.2741 | 0 | 3.2741 | 18.2503 | 79.2855 | 0 | 7.7826 | 7.7826 | 0.92719 | 7.7826 | 0 | 0.36664 | 2.8999 | 0 | 9.0939
2025-01-10 12:00 | 0.71333 | 35.5669 | 10.047 | 23.778 | 1.1127 | 3.5386 | 0.76187 | 0.76187 | 0.76187 | 464.4695 | 1.1549 | 0 | 0 | 3.5386 | 0.80197 | 0.76187 | 0 | 0 | 1.5818 | 6.0061 | 1.5818 | 0 | 1.5818 | 19.665 | 85.4318 | 0 | 17.7901 | 17.7901 | 2.1195 | 17.7901 | 0 | 0.83805 | 2.8309 | 0 | 9.5448
2025-01-10 13:00 | 0.62382 | 31.5883 | 26.0375 | 32.0911 | 0.99791 | 3.1735 | 0.54204 | 0.54204 | 0.54204 | 585.4823 | 1.5524 | 0 | 0 | 3.1735 | 0.57057 | 0.54204 | 0 | 0 | 1.0506 | 6.0061 | 1.0506 | 0 | 1.0506 | 20.6047 | 89.5141 | 0 | 12.657 | 12.657 | 1.5079 | 12.657 | 0 | 0.59624 | 2.5388 | 0 | 9.1797
2025-01-10 14:00 | 0.49093 | 24.6325 | 39.6843 | 43.8166 | 0.83802 | 2.665 | 0.62979 | 0.62979 | 0.62979 | 423.1638 | 1.2459 | 0 | 0 | 2.665 | 0.66294 | 0.62979 | 0 | 0 | 0.7562 | 6.0061 | 0.7562 | 0 | 0.7562 | 21.2811 | 92.4525 | 0 | 14.706 | 14.706 | 1.752 | 14.706 | 0 | 0.69277 | 2.132 | 0 | 8.6712
2025-01-10 15:00 | 0.25521 | 15.5393 | 50.8756 | 56.8562 | 0.48441 | 1.5405 | 0.79177 | 0.79177 | 0.79177 | 194.5658 | 0.16277 | 0 | 0 | 1.5405 | 0.83344 | 0.79177 | 0 | 0 | 0.54429 | 6.0061 | 0.54429 | 0 | 0.54429 | 21.7679 | 94.5675 | 0 | 18.4883 | 18.4883 | 2.2026 | 18.4883 | 0 | 0.87094 | 1.2324 | 0 | 7.5467
2025-01-10 16:00 | 0.081708 | 5.0065 | 60.0847 | 70.4478 | 0.27668 | 0.87987 | 0.60282 | 0.60282 | 0.60282 | 145.9605 | 0 | 0 | 0 | 0.87987 | 0.63454 | 0.60282 | 0 | 0 | 0.39177 | 6.0061 | 0.24533 | 0 | 0.24533 | 21.9873 | 95.5207 | 0 | 14.0762 | 14.0762 | 1.677 | 14.0762 | 0 | 0.6631 | 0.7039 | 0 | 6.886
2025-01-10 17:00 | 0 | 0 | 67.9051 | 90 | 0 | 0 | 0.73392 | 0.73392 | 0.73392 | 0 | 0 | 1.1102e-16 | 0 | 0 | 0.77255 | 0.73392 | 0 | 0 | 0.38707 | 6.0061 | 0 | 0.77255 | -0.77255 | 21.1236 | 91.7684 | 0 | 17.1376 | 17.1376 | 2.0417 | 17.1376 | 0 | 0.80731 | 0 | 0 | 6.0061
2025-01-10 18:00 | 0 | 0 | 74.8889 | 90 | 0 | 0 | 0.5619 | 0.5619 | 0.5619 | 0 | 0 | 0 | 0 | 0 | 0.59148 | 0.5619 | 0 | 0 | 1.1853 | 6.0061 | 0 | 0.59148 | -0.59148 | 20.4623 | 88.8955 | 0 | 13.1209 | 13.1209 | 1.5632 | 13.1209 | 0 | 0.6181 | 0 | 0 | 6.0061
2025-01-10 19:00 | 0 | 0 | 81.5714 | 90 | 0 | 0 | 0.38456 | 0.38456 | 0.38456 | 0 | 0 | 0 | 0 | 0 | 0.4048 | 0.38456 | 0 | 0 | 1.6426 | 6.0061 | 0 | 0.4048 | -0.4048 | 20.0097 | 86.9293 | 0 | 8.9797 | 8.9797 | 1.0698 | 8.9797 | 0 | 0.42301 | 0 | 0 | 6.0061
2025-01-10 20:00 | 0 | 0 | 88.6253 | 90 | 0 | 0 | 0.6172 | 0.6172 | 0.6172 | 0 | 0 | 1.1102e-16 | 0 | 0 | 0.64969 | 0.6172 | 0 | 0 | 1.8823 | 6.0061 | 0 | 0.64969 | -0.64969 | 19.2834 | 83.7737 | 0 | 14.4121 | 14.4121 | 1.717 | 14.4121 | 0 | 0.67892 | 0 | 0 | 6.0061
2025-01-10 21:00 | 0 | 0 | 97.3142 | 90 | 0 | 0 | 0.53684 | 0.53684 | 0.53684 | 0 | 0 | 1.1102e-16 | 0 | 0 | 0.56509 | 0.53684 | 0 | 0 | 2.3486 | 6.0061 | 0 | 0.56509 | -0.56509 | 18.6516 | 81.0289 | 0 | 12.5356 | 12.5356 | 1.4934 | 12.5356 | 0 | 0.59052 | 0 | 0 | 6.0061
2025-01-10 22:00 | 0 | 0 | 111.3743 | 90 | 0 | 0 | 0.61597 | 0.61597 | 0.61597 | 0 | 0 | 0 | 0 | 0 | 0.64838 | 0.61597 | 0 | 0 | 2.7042 | 6.0061 | 0 | 0.64838 | -0.64838 | 17.9266 | 77.8797 | 0 | 14.3832 | 14.3832 | 1.7136 | 14.3832 | 0 | 0.67756 | 0 | 0 | 6.0061
2025-01-10 23:00 | 0 | 0 | 148.2047 | 90 | 0 | 0 | 0.71852 | 0.71852 | 0.71852 | 0 | 0 | 0 | 0 | 0 | 0.75634 | 0.71852 | 0 | 0 | 3.1324 | 6.0061 | 0 | 0.75634 | -0.75634 | 17.081 | 74.206 | 0 | 16.778 | 16.778 | 1.9989 | 16.778 | 0 | 0.79038 | 0 | 0 | 6.0061
2025-01-11 | 0 | 0 | -138.8103 | 90 | 0 | 0 | 0.32325 | 0.32325 | 0.32325 | 0 | 0 | 5.5511e-17 | 0 | 0 | 0.34026 | 0.32325 | 0 | 0 | 3.6436 | 6.0061 | 0 | 0.34026 | -0.34026 | 16.7006 | 72.5533 | 0 | 7.5475 | 7.5475 | 0.89918 | 7.5475 | 0 | 0.35557 | 0 | 0 | 6.0061
2025-01-11 01:00 | 0 | 0 | -108.5472 | 90 | 0 | 0 | 0.39002 | 0.39002 | 0.39002 | 0 | 0 | 5.5511e-17 | 0 | 0 | 0.41055 | 0.39002 | 0 | 0 | 3.7589 | 6.0061 | 0 | 0.41055 | -0.41055 | 16.2416 | 70.5593 | 0 | 9.1066 | 9.1066 | 1.0849 | 9.1066 | 0 | 0.42902 | 0 | 0 | 6.0061
2025-01-11 02:00 | 0 | 0 | -95.8468 | 90 | 0 | 0 | 0.23479 | 0.23479 | 0.23479 | 0 | 0 | 0 | 0 | 0 | 0.24715 | 0.23479 | 0 | 0 | 3.9916 | 6.0061 | 0 | 0.24715 | -0.24715 | 15.9653 | 69.3588 | 0 | 5.4821 | 5.4821 | 0.65312 | 5.4821 | 0 | 0.25827 | 0 | 0 | 6.0061
2025-01-11 03:00 | 0 | 0 | -87.5347 | 90 | 0 | 0 | 0.24187 | 0.24187 | 0.24187 | 0 | 0 | 2.7756e-17 | 0 | 0 | 0.2546 | 0.24187 | 0 | 0 | 4.0906 | 6.0061 | 0 | 0.2546 | -0.2546 | 15.6806 | 68.1222 | 0 | 5.6475 | 5.6475 | 0.67282 | 5.6475 | 0 | 0.26606 | 0 | 0 | 6.0061
2025-01-11 04:00 | 0 | 0 | -80.58 | 90 | 0 | 0 | 0.21535 | 0.21535 | 0.21535 | 0 | 0 | 2.7756e-17 | 0 | 0 | 0.22668 | 0.21535 | 0 | 0 | 4.2271 | 5.7899 | 0 | 0.22668 | -0.22668 | 15.4272 | 67.0212 | 0 | 5.0282 | 5.0282 | 0.59904 | 5.0282 | 0 | 0.23688 | 0 | 0 | 5.7899
2025-01-11 05:00 | 0 | 0 | -73.8714 | 90 | 0 | 0 | 0.31971 | 0.31971 | 0.31971 | 0 | 0 | 0 | 0 | 0 | 0.33654 | 0.31971 | 0 | 0 | 4.351 | 5.5632 | 0 | 0.33654 | -0.33654 | 15.0509 | 65.3866 | 0 | 7.465 | 7.465 | 0.88935 | 7.465 | 0 | 0.35168 | 0 | 0 | 5.5632
2025-01-11 06:00 | 0.0011701 | 0 | -66.7735 | 90 | 0 | 0 | 0.21799 | 0.21799 | 0.21799 | 0 | 0 | 2.7756e-17 | 0 | 0 | 0.22946 | 0.21799 | 0 | 0 | 4.5831 | 5.2267 | 0 | 0.22946 | -0.22946 | 14.7944 | 64.2721 | 0 | 5.0898 | 5.0898 | 0.60638 | 5.0898 | 0 | 0.23978 | 0 | 0 | 5.2267
2025-01-11 07:00 | 0.098764 | 6.9435 | -58.7516 | 68.1115 | 0.23588 | 0.75014 | 0.36971 | 0.36971 | 0.36971 | 202.8977 | 0 | 0 | 0 | 0.75014 | 0.38917 | 0.36971 | 0 | 0 | 4.7065 | 4.9972 | 0.36097 | 0 | 0.36097 | 15.1173 | 65.6747 | 0 | 8.6325 | 8.6325 | 1.0284 | 8.6325 | 0 | 0.40669 | 0.60011 | 0 | 5.7473
2025-01-11 08:00 | 0.23966 | 17.2866 | -49.2415 | 54.5672 | 0.38546 | 1.2258 | 0.29907 | 0.29907 | 0.29907 | 409.8891 | 0 | 0 | 0 | 1.2258 | 0.31481 | 0.29907 | 0 | 0 | 4.3759 | 5.286 | 0.91103 | 0 | 0.91103 | 15.9321 | 69.2147 | 0 | 6.9829 | 6.9829 | 0.83192 | 6.9829 | 0 | 0.32897 | 0.98067 | 0 | 6.5118
2025-01-11 09:00 | 0.34052 | 26.0888 | -37.647 | 41.6529 | 0.47682 | 1.5164 | 0.26685 | 0.26685 | 0.26685 | 568.2333 | 0 | 0 | 0 | 1.5164 | 0.2809 | 0.26685 | 0 | 0 | 3.7355 | 6.0061 | 1.2355 | 0 | 1.2355 | 17.0371 | 74.0153 | 0 | 6.2308 | 6.2308 | 0.74232 | 6.2308 | 0 | 0.29354 | 1.2131 | 0 | 7.5225
2025-01-11 10:00 | 0.62522 | 32.616 | -23.5461 | 30.2649 | 0.98998 | 3.1483 | 0.31627 | 0.31627 | 0.31627 | 995.4384 | 0 | 0 | 0 | 3.1483 | 0.33292 | 0.31627 | 0 | 0 | 2.9673 | 6.0061 | 2.8154 | 0 | 2.8154 | 19.5553 | 84.955 | 0 | 7.3847 | 7.3847 | 0.87978 | 7.3847 | 0 | 0.3479 | 2.5186 | 0 | 9.1544
2025-01-11 11:00 | 0.61559 | 36.0234 | -7.2083 | 22.8736 | 0.94499 | 3.0052 | 0.28065 | 0.28065 | 0.28065 | 1070.831 | 1.5584 | 0 | 0 | 3.0052 | 0.29542 | 0.28065 | 0 | 0 | 1.1514 | 6.0061 | 1.1514 | 0 | 1.1514 | 20.5852 | 89.4292 | 0 | 6.5528 | 6.5528 | 0.78068 | 6.5528 | 0 | 0.30871 | 2.4042 | 0 | 9.0114
2025-01-11 12:00 | 0.57398 | 35.7146 | 9.9604 | 23.6181 | 0.8678 | 2.7598 | 0.44686 | 0.44686 | 0.44686 | 617.5914 | 1.5271 | 0 | 0 | 2.7598 | 0.47038 | 0.44686 | 0 | 0 | 0.76232 | 6.0061 | 0.76232 | 0 | 0.76232 | 21.267 | 92.3914 | 0 | 10.4345 | 10.4345 | 1.2431 | 10.4345 | 0 | 0.49154 | 2.2078 | 0 | 8.7659
2025-01-11 13:00 | 0.3579 | 31.749 | 26.0011 | 31.9329 | 0.43992 | 1.399 | 0.52437 | 0.52437 | 0.52437 | 266.8026 | 0.29835 | 0 | 0 | 1.399 | 0.55196 | 0.52437 | 0 | 0 | 0.5487 | 6.0061 | 0.5487 | 0 | 0.5487 | 21.7578 | 94.5234 | 0 | 12.2443 | 12.2443 | 1.4587 | 12.2443 | 0 | 0.5768 | 1.1192 | 0 | 7.4052
2025-01-11 14:00 | 0.31621 | 24.7961 | 39.6883 | 43.6752 | 0.43807 | 1.3931 | 0.64861 | 0.64861 | 0.64861 | 214.7868 | 0.31544 | 0 | 0 | 1.3931 | 0.68275 | 0.64861 | 0 | 0 | 0.39495 | 6.0061 | 0.39495 | 0 | 0.39495 | 22.111 | 96.0581 | 0 | 15.1456 | 15.1456 | 1.8044 | 15.1456 | 0 | 0.71348 | 1.1145 | 0 | 7.3993
2025-01-11 15:00 | 0.19788 | 15.7001 | 50.9075 | 56.7307 | 0.29802 | 0.94775 | 0.6724 | 0.6724 | 0.6724 | 140.9504 | 0 | 0 | 0 | 0.94775 | 0.70779 | 0.6724 | 0 | 0 | 0.28427 | 6.0061 | 0.23996 | 0 | 0.23996 | 22.3257 | 96.9905 | 0 | 15.701 | 15.701 | 1.8706 | 15.701 | 0 | 0.73964 | 0.7582 | 0 | 6.9539
2025-01-11 16:00 | 0.054483 | 5.162 | 60.136 | 70.3362 | 0.095015 | 0.30216 | 0.74235 | 0.74235 | 0.74235 | 40.7036 | 0 | 0 | 0 | 0.30216 | 0.78142 | 0.74235 | 0 | 0 | 0.23641 | 6.0061 | 0 | 0.47926 | -0.47926 | 21.7898 | 94.6627 | 0 | 17.3344 | 17.3344 | 2.0652 | 17.3344 | 0 | 0.81659 | 0.24173 | 0 | 6.3083
2025-01-11 17:00 | 0 | 0 | 67.9715 | 90 | 0 | 0 | 0.48328 | 0.48328 | 0.48328 | 0 | 0 | 0 | 0 | 0 | 0.50872 | 0.48328 | 0 | 0 | 0.75031 | 6.0061 | 0 | 0.50872 | -0.50872 | 21.2211 | 92.1918 | 0 | 11.285 | 11.285 | 1.3445 | 11.285 | 0 | 0.53161 | 0 | 0 | 6.0061
2025-01-11 18:00 | 0 | 0 | 74.9697 | 90 | 0 | 0 | 0.6124 | 0.6124 | 0.6124 | 0 | 0 | 1.1102e-16 | 0 | 0 | 0.64463 | 0.6124 | 0 | 0 | 1.1694 | 6.0061 | 0 | 0.64463 | -0.64463 | 20.5004 | 89.0607 | 0 | 14.2999 | 14.2999 | 1.7036 | 14.2999 | 0 | 0.67364 | 0 | 0 | 6.0061
2025-01-11 19:00 | 0 | 0 | 81.6691 | 90 | 0 | 0 | 0.58153 | 0.58153 | 0.58153 | 0 | 0 | 0 | 0 | 0 | 0.61214 | 0.58153 | 0 | 0 | 1.6527 | 6.0061 | 0 | 0.61214 | -0.61214 | 19.816 | 86.0875 | 0 | 13.5791 | 13.5791 | 1.6178 | 13.5791 | 0 | 0.63968 | 0 | 0 | 6.0061
2025-01-11 20:00 | 0 | 0 | 88.7457 | 90 | 0 | 0 | 0.38285 | 0.38285 | 0.38285 | 0 | 0 | 5.5511e-17 | 0 | 0 | 0.40301 | 0.38285 | 0 | 0 | 2.0608 | 6.0061 | 0 | 0.40301 | -0.40301 | 19.3654 | 84.13 | 0 | 8.9399 | 8.9399 | 1.0651 | 8.9399 | 0 | 0.42114 | 0 | 0 | 6.0061
2025-01-11 21:00 | 0 | 0 | 97.4671 | 90 | 0 | 0 | 0.48112 | 0.48112 | 0.48112 | 0 | 0 | 0 | 0 | 0 | 0.50644 | 0.48112 | 0 | 0 | 2.2661 | 6.0061 | 0 | 0.50644 | -0.50644 | 18.7992 | 81.6702 | 0 | 11.2344 | 11.2344 | 1.3384 | 11.2344 | 0 | 0.52923 | 0 | 0 | 6.0061
2025-01-11 22:00 | 0 | 0 | 111.56 | 90 | 0 | 0 | 0.41147 | 0.41147 | 0.41147 | 0 | 0 | 0 | 0 | 0 | 0.43313 | 0.41147 | 0 | 0 | 2.5898 | 6.0061 | 0 | 0.43313 | -0.43313 | 18.3149 | 79.5664 | 0 | 9.6082 | 9.6082 | 1.1447 | 9.6082 | 0 | 0.45262 | 0 | 0 | 6.0061
2025-01-11 23:00 | 0 | 0 | 148.1201 | 90 | 0 | 0 | 0.77483 | 0.77483 | 0.77483 | 0 | 0 | 0 | 0 | 0 | 0.81561 | 0.77483 | 0 | 0 | 2.8431 | 6.0061 | 0 | 0.81561 | -0.81561 | 17.403 | 75.6049 | 0 | 18.0928 | 18.0928 | 2.1555 | 18.0928 | 0 | 0.85231 | 0 | 0 | 6.0061
2025-01-12 | 0 | 0 | -139.549 | 90 | 0 | 0 | 0.33484 | 0.33484 | 0.33484 | 0 | 0 | 0 | 0 | 0 | 0.35246 | 0.33484 | 0 | 0 | 3.4486 | 6.0061 | 0 | 0.35246 | -0.35246 | 17.009 | 73.893 | 0 | 7.8182 | 7.8182 | 0.93143 | 7.8182 | 0 | 0.36832 | 0 | 0 | 6.0061
2025-01-12 01:00 | 0 | 0 | -108.9743 | 90 | 0 | 0 | 0.3163 | 0.3163 | 0.3163 | 0 | 0 | 5.5511e-17 | 0 | 0 | 0.33294 | 0.3163 | 0 | 0 | 3.5837 | 6.0061 | 0 | 0.33294 | -0.33294 | 16.6367 | 72.2758 | 0 | 7.3853 | 7.3853 | 0.87985 | 7.3853 | 0 | 0.34793 | 0 | 0 | 6.0061
2025-01-12 02:00 | 0 | 0 | -96.132 | 90 | 0 | 0 | 0.3182 | 0.3182 | 0.3182 | 0 | 0 | 0 | 0 | 0 | 0.33494 | 0.3182 | 0 | 0 | 3.7487 | 6.0061 | 0 | 0.33494 | -0.33494 | 16.2623 | 70.6489 | 0 | 7.4296 | 7.4296 | 0.88514 | 7.4296 | 0 | 0.35002 | 0 | 0 | 6.0061
2025-01-12 03:00 | 0 | 0 | -87.7565 | 90 | 0 | 0 | 0.31751 | 0.31751 | 0.31751 | 0 | 0 | 0 | 0 | 0 | 0.33423 | 0.31751 | 0 | 0 | 3.9393 | 6.0061 | 0 | 0.33423 | -0.33423 | 15.8886 | 69.0256 | 0 | 7.4137 | 7.4137 | 0.88324 | 7.4137 | 0 | 0.34927 | 0 | 0 | 6.0061
2025-01-12 04:00 | 0 | 0 | -80.7703 | 90 | 0 | 0 | 0.28411 | 0.28411 | 0.28411 | 0 | 0 | 0 | 0 | 0 | 0.29906 | 0.28411 | 0 | 0 | 4.1394 | 5.9759 | 0 | 0.29906 | -0.29906 | 15.5542 | 67.573 | 0 | 6.6336 | 6.6336 | 0.79031 | 6.6336 | 0 | 0.31252 | 0 | 0 | 5.9759
2025-01-12 05:00 | 0 | 0 | -74.0461 | 90 | 0 | 0 | 0.29882 | 0.29882 | 0.29882 | 0 | 0 | 0 | 0 | 0 | 0.31455 | 0.29882 | 0 | 0 | 4.3124 | 5.6768 | 0 | 0.31455 | -0.31455 | 15.2026 | 66.0452 | 0 | 6.9772 | 6.9772 | 0.83123 | 6.9772 | 0 | 0.3287 | 0 | 0 | 5.6768
2025-01-12 06:00 | 0.0012223 | 0 | -66.9422 | 90 | 0 | 0 | 0.34165 | 0.34165 | 0.34165 | 0 | 0 | 5.5511e-17 | 0 | 0 | 0.35963 | 0.34165 | 0 | 0 | 4.5067 | 5.3623 | 0 | 0.35963 | -0.35963 | 14.8005 | 64.2984 | 0 | 7.9772 | 7.9772 | 0.95037 | 7.9772 | 0 | 0.37581 | 0 | 0 | 5.3623
2025-01-12 07:00 | 0.11969 | 6.9589 | -58.9203 | 68.179 | 0.34128 | 1.0853 | 0.34196 | 0.34196 | 0.34196 | 317.3863 | 0 | 0 | 0 | 1.0853 | 0.35996 | 0.34196 | 0 | 0 | 4.7423 | 5.0026 | 0.72538 | 0 | 0.72538 | 15.4493 | 67.1171 | 0 | 7.9845 | 7.9845 | 0.95125 | 7.9845 | 0 | 0.37616 | 0.86827 | 0 | 6.088
2025-01-12 08:00 | 0.30186 | 17.3241 | -49.4133 | 54.6144 | 0.56363 | 1.7924 | 0.35413 | 0.35413 | 0.35413 | 506.1559 | 0 | 0 | 0 | 1.7924 | 0.37277 | 0.35413 | 0 | 0 | 4.1282 | 5.5829 | 1.4197 | 0 | 1.4197 | 16.7191 | 72.6335 | 0 | 8.2686 | 8.2686 | 0.98509 | 8.2686 | 0 | 0.38954 | 1.434 | 0 | 7.3754
2025-01-12 09:00 | 0.43054 | 26.1541 | -37.8196 | 41.6704 | 0.69684 | 2.2161 | 0.41547 | 0.41547 | 0.41547 | 533.3881 | 0 | 0 | 0 | 2.2161 | 0.43734 | 0.41547 | 0 | 0 | 3.1582 | 6.0061 | 1.7787 | 0 | 1.7787 | 18.31 | 79.5452 | 0 | 9.7009 | 9.7009 | 1.1557 | 9.7009 | 0 | 0.45702 | 1.7729 | 0 | 8.2222
2025-01-12 10:00 | 0.53312 | 32.7135 | -23.7089 | 30.2334 | 0.82072 | 2.61 | 0.28814 | 0.28814 | 0.28814 | 905.8237 | 0.22832 | 0 | 0 | 2.61 | 0.30331 | 0.28814 | 0 | 0 | 2.0784 | 6.0061 | 2.0784 | 0 | 2.0784 | 20.169 | 87.6213 | 0 | 6.7278 | 6.7278 | 0.80153 | 6.7278 | 0 | 0.31695 | 2.088 | 0 | 8.6162
2025-01-12 11:00 | 0.50526 | 36.153 | -7.3411 | 22.7643 | 0.71201 | 2.2643 | 0.29121 | 0.29121 | 0.29121 | 777.5449 | 1.0651 | 0 | 0 | 2.2643 | 0.30654 | 0.29121 | 0 | 0 | 0.8927 | 6.0061 | 0.8927 | 0 | 0.8927 | 20.9675 | 91.0901 | 0 | 6.7996 | 6.7996 | 0.81008 | 6.7996 | 0 | 0.32033 | 1.8114 | 0 | 8.2705
2025-01-12 12:00 | 0.58251 | 35.8684 | 9.8766 | 23.4529 | 0.88193 | 2.8047 | 0.56013 | 0.56013 | 0.56013 | 500.7209 | 1.5725 | 0 | 0 | 2.8047 | 0.58961 | 0.56013 | 0 | 0 | 0.64255 | 6.0061 | 0.64255 | 0 | 0.64255 | 21.5422 | 93.5868 | 0 | 13.0794 | 13.0794 | 1.5582 | 13.0794 | 0 | 0.61614 | 2.2438 | 0 | 8.8108
2025-01-12 13:00 | 0.47511 | 31.915 | 25.9694 | 31.7717 | 0.70491 | 2.2417 | 0.54253 | 0.54253 | 0.54253 | 413.2001 | 1.2082 | 0 | 0 | 2.2417 | 0.57109 | 0.54253 | 0 | 0 | 0.46249 | 6.0061 | 0.46249 | 0 | 0.46249 | 21.9559 | 95.3839 | 0 | 12.6685 | 12.6685 | 1.5093 | 12.6685 | 0 | 0.59678 | 1.7934 | 0 | 8.2479
2025-01-12 14:00 | 0.2881 | 24.9641 | 39.6979 | 43.5326 | 0.36768 | 1.1693 | 0.76411 | 0.76411 | 0.76411 | 153.0267 | 0.032075 | 0 | 0 | 1.1693 | 0.80433 | 0.76411 | 0 | 0 | 0.33289 | 6.0061 | 0.33289 | 0 | 0.33289 | 22.2536 | 96.6774 | 0 | 17.8425 | 17.8425 | 2.1257 | 17.8425 | 0 | 0.84052 | 0.93544 | 0 | 7.1754
2025-01-12 15:00 | 0.20756 | 15.8643 | 50.9455 | 56.605 | 0.32301 | 1.0272 | 0.63077 | 0.63077 | 0.63077 | 162.8538 | 0.12366 | 0 | 0 | 1.0272 | 0.66397 | 0.63077 | 0 | 0 | 0.23961 | 6.0061 | 0.23961 | 0 | 0.23961 | 22.4679 | 97.6085 | 0 | 14.729 | 14.729 | 1.7548 | 14.729 | 0 | 0.69385 | 0.82179 | 0 | 7.0334
2025-01-12 16:00 | 0.06934 | 5.3202 | 60.1934 | 70.2253 | 0.16826 | 0.53511 | 0.66862 | 0.66862 | 0.66862 | 80.0314 | 1.1102e-16 | 0 | 0 | 0.53511 | 0.70381 | 0.66862 | 0 | 0 | 0.17247 | 6.0061 | 0 | 0.1687 | -0.1687 | 22.2793 | 96.7891 | 0 | 15.6128 | 15.6128 | 1.86 | 15.6128 | 0 | 0.73548 | 0.42809 | 0 | 6.5413
2025-01-12 17:00 | 0 | 0 | 68.0441 | 90 | 0 | 0 | 0.55155 | 0.55155 | 0.55155 | 0 | 0 | 1.1102e-16 | 0 | 0 | 0.58058 | 0.55155 | 0 | 0 | 0.39922 | 6.0061 | 0 | 0.58058 | -0.58058 | 21.6302 | 93.9691 | 0 | 12.8791 | 12.8791 | 1.5344 | 12.8791 | 0 | 0.60671 | 0 | 0 | 6.0061
2025-01-12 18:00 | 0 | 0 | 75.0571 | 90 | 0 | 0 | 0.70284 | 0.70284 | 0.70284 | 0 | 0 | 1.1102e-16 | 0 | 0 | 0.73983 | 0.70284 | 0 | 0 | 0.92693 | 6.0061 | 0 | 0.73983 | -0.73983 | 20.803 | 90.3757 | 0 | 16.4118 | 16.4118 | 1.9552 | 16.4118 | 0 | 0.77312 | 0 | 0 | 6.0061
2025-01-12 19:00 | 0 | 0 | 81.7741 | 90 | 0 | 0 | 0.47036 | 0.47036 | 0.47036 | 0 | 0 | 5.5511e-17 | 0 | 0 | 0.49511 | 0.47036 | 0 | 0 | 1.5039 | 6.0061 | 0 | 0.49511 | -0.49511 | 20.2495 | 87.9708 | 0 | 10.9832 | 10.9832 | 1.3085 | 10.9832 | 0 | 0.51739 | 0 | 0 | 6.0061
2025-01-12 20:00 | 0 | 0 | 88.8746 | 90 | 0 | 0 | 0.49695 | 0.49695 | 0.49695 | 0 | 0 | 0 | 0 | 0 | 0.5231 | 0.49695 | 0 | 0 | 1.7959 | 6.0061 | 0 | 0.5231 | -0.5231 | 19.6646 | 85.4301 | 0 | 11.604 | 11.604 | 1.3825 | 11.604 | 0 | 0.54664 | 0 | 0 | 6.0061
2025-01-12 21:00 | 0 | 0 | 97.6307 | 90 | 0 | 0 | 0.61781 | 0.61781 | 0.61781 | 0 | 0 | 1.1102e-16 | 0 | 0 | 0.65032 | 0.61781 | 0 | 0 | 2.1222 | 6.0061 | 0 | 0.65032 | -0.65032 | 18.9376 | 82.2714 | 0 | 14.4262 | 14.4262 | 1.7187 | 14.4262 | 0 | 0.67959 | 0 | 0 | 6.0061
2025-01-12 22:00 | 0 | 0 | 111.7606 | 90 | 0 | 0 | 0.81429 | 0.81429 | 0.81429 | 0 | 0 | 0 | 0 | 0 | 0.85715 | 0.81429 | 0 | 0 | 2.5622 | 6.0061 | 0 | 0.85715 | -0.85715 | 17.9792 | 78.1081 | 0 | 19.0143 | 19.0143 | 2.2653 | 19.0143 | 0 | 0.89572 | 0 | 0 | 6.0061
2025-01-12 23:00 | 0 | 0 | 148.0609 | 90 | 0 | 0 | 0.45673 | 0.45673 | 0.45673 | 0 | 0 | 5.5511e-17 | 0 | 0 | 0.48077 | 0.45673 | 0 | 0 | 3.168 | 6.0061 | 0 | 0.48077 | -0.48077 | 17.4417 | 75.7729 | 0 | 10.6649 | 10.6649 | 1.2706 | 10.6649 | 0 | 0.5024 | 0 | 0 | 6.0061
2025-01-13 | 0 | 0 | -140.2922 | 90 | 0 | 0 | 0.33734 | 0.33734 | 0.33734 | 0 | 0 | 5.5511e-17 | 0 | 0 | 0.35509 | 0.33734 | 0 | 0 | 3.3955 | 6.0061 | 0 | 0.35509 | -0.35509 | 17.0447 | 74.0482 | 0 | 7.8766 | 7.8766 | 0.93839 | 7.8766 | 0 | 0.37107 | 0 | 0 | 6.0061
2025-01-13 01:00 | 0 | 0 | -109.4138 | 90 | 0 | 0 | 0.29576 | 0.29576 | 0.29576 | 0 | 0 | 5.5511e-17 | 0 | 0 | 0.31133 | 0.29576 | 0 | 0 | 3.5507 | 6.0061 | 0 | 0.31133 | -0.31133 | 16.6966 | 72.5361 | 0 | 6.9057 | 6.9057 | 0.82272 | 6.9057 | 0 | 0.32534 | 0 | 0 | 6.0061
2025-01-13 02:00 | 0 | 0 | -96.4265 | 90 | 0 | 0 | 0.29992 | 0.29992 | 0.29992 | 0 | 0 | 5.5511e-17 | 0 | 0 | 0.31571 | 0.29992 | 0 | 0 | 3.7037 | 6.0061 | 0 | 0.31571 | -0.31571 | 16.3437 | 71.0026 | 0 | 7.003 | 7.003 | 0.83431 | 7.003 | 0 | 0.32992 | 0 | 0 | 6.0061
2025-01-13 03:00 | 0 | 0 | -87.9856 | 90 | 0 | 0 | 0.31818 | 0.31818 | 0.31818 | 0 | 0 | 0 | 0 | 0 | 0.33493 | 0.31818 | 0 | 0 | 3.8836 | 6.0061 | 0 | 0.33493 | -0.33493 | 15.9692 | 69.3758 | 0 | 7.4293 | 7.4293 | 0.8851 | 7.4293 | 0 | 0.35 | 0 | 0 | 6.0061
2025-01-13 04:00 | 0 | 0 | -80.9665 | 90 | 0 | 0 | 0.285 | 0.285 | 0.285 | 0 | 0 | 0 | 0 | 0 | 0.3 | 0.285 | 0 | 0 | 4.0901 | 6.0061 | 0 | 0.3 | -0.3 | 15.6338 | 67.9187 | 0 | 6.6544 | 6.6544 | 0.79279 | 6.6544 | 0 | 0.3135 | 0 | 0 | 6.0061
2025-01-13 05:00 | 0 | 0 | -74.226 | 90 | 0 | 0 | 0.27575 | 0.27575 | 0.27575 | 0 | 0 | 5.5511e-17 | 0 | 0 | 0.29027 | 0.27575 | 0 | 0 | 4.2664 | 5.748 | 0 | 0.29027 | -0.29027 | 15.3093 | 66.5088 | 0 | 6.4386 | 6.4386 | 0.76707 | 6.4386 | 0 | 0.30333 | 0 | 0 | 5.748
2025-01-13 06:00 | 0.0012219 | 0 | -67.1154 | 90 | 0 | 0 | 0.35703 | 0.35703 | 0.35703 | 0 | 0 | 0 | 0 | 0 | 0.37582 | 0.35703 | 0 | 0 | 4.4399 | 5.4577 | 0 | 0.37582 | -0.37582 | 14.8891 | 64.6834 | 0 | 8.3363 | 8.3363 | 0.99316 | 8.3363 | 0 | 0.39273 | 0 | 0 | 5.4577
2025-01-13 07:00 | 0.082085 | 6.9794 | -59.0932 | 68.244 | 0.14868 | 0.47282 | 0.36751 | 0.36751 | 0.36751 | 128.6541 | 0 | 0 | 0 | 0.47282 | 0.38686 | 0.36751 | 0 | 0 | 4.6942 | 5.0819 | 0.085965 | 0 | 0.085965 | 14.966 | 65.0175 | 0 | 8.5811 | 8.5811 | 1.0223 | 8.5811 | 0 | 0.40426 | 0.37826 | 0 | 5.5547
2025-01-13 08:00 | 0.24699 | 17.3673 | -49.5885 | 54.6585 | 0.40415 | 1.2853 | 0.38173 | 0.38173 | 0.38173 | 336.6942 | 0 | 0 | 0 | 1.2853 | 0.40182 | 0.38173 | 0 | 0 | 4.5382 | 5.1507 | 0.88345 | 0 | 0.88345 | 15.7562 | 68.4503 | 0 | 8.9131 | 8.9131 | 1.0619 | 8.9131 | 0 | 0.41991 | 1.0282 | 0 | 6.4359
2025-01-13 09:00 | 0.15912 | 26.2254 | -37.995 | 41.6842 | 0.15453 | 0.49144 | 0.44759 | 0.44759 | 0.44759 | 109.7962 | 0 | 0 | 0 | 0.49144 | 0.47115 | 0.44759 | 0 | 0 | 3.8737 | 5.8574 | 0.02029 | 0 | 0.02029 | 15.7743 | 68.5291 | 0 | 10.4509 | 10.4509 | 1.2451 | 10.4509 | 0 | 0.49235 | 0.39315 | 0 | 6.3489
2025-01-13 10:00 | 0.30508 | 32.8175 | -23.873 | 30.197 | 0.33267 | 1.0579 | 0.26827 | 0.26827 | 0.26827 | 394.3611 | 0 | 0 | 0 | 1.0579 | 0.28239 | 0.26827 | 0 | 0 | 3.9549 | 5.8737 | 0.77555 | 0 | 0.77555 | 16.468 | 71.5427 | 0 | 6.2638 | 6.2638 | 0.74624 | 6.2638 | 0 | 0.29509 | 0.84635 | 0 | 6.9316
2025-01-13 11:00 | 0.36671 | 36.289 | -7.4732 | 22.6491 | 0.41778 | 1.3286 | 0.35966 | 0.35966 | 0.35966 | 369.4069 | 0 | 0 | 0 | 1.3286 | 0.37859 | 0.35966 | 0 | 0 | 3.4427 | 6.0061 | 0.95001 | 0 | 0.95001 | 17.3177 | 75.2341 | 0 | 8.3977 | 8.3977 | 1.0005 | 8.3977 | 0 | 0.39562 | 1.0629 | 0 | 7.3348
2025-01-13 12:00 | 0.34706 | 36.0283 | 9.7956 | 23.2824 | 0.38502 | 1.2244 | 0.43474 | 0.43474 | 0.43474 | 281.6478 | 0 | 0 | 0 | 1.2244 | 0.45762 | 0.43474 | 0 | 0 | 2.8762 | 6.0061 | 0.76682 | 0 | 0.76682 | 18.0036 | 78.2138 | 0 | 10.1515 | 10.1515 | 1.2094 | 10.1515 | 0 | 0.47821 | 0.97955 | 0 | 7.2306
2025-01-13 13:00 | 0.27162 | 32.0863 | 25.9424 | 31.6076 | 0.28415 | 0.90366 | 0.87526 | 0.87526 | 0.87526 | 103.2444 | 0 | 0 | 0 | 0.90366 | 0.92133 | 0.87526 | 0 | 0 | 2.4937 | 6.0061 | 0 | 0.017669 | -0.017669 | 17.9838 | 78.1279 | 0 | 20.4379 | 20.4379 | 2.4349 | 20.4379 | 0 | 0.96279 | 0.72293 | 0 | 6.9098
2025-01-13 14:00 | 0.24322 | 25.1363 | 39.7132 | 43.3888 | 0.27403 | 0.87147 | 0.51256 | 0.51256 | 0.51256 | 170.0244 | 0 | 0 | 0 | 0.87147 | 0.53953 | 0.51256 | 0 | 0 | 2.6776 | 6.0061 | 0.33194 | 0 | 0.33194 | 18.2807 | 79.4178 | 0 | 11.9685 | 11.9685 | 1.4259 | 11.9685 | 0 | 0.56381 | 0.69718 | 0 | 6.8776
2025-01-13 15:00 | 0.18892 | 16.0318 | 50.9894 | 56.4794 | 0.264 | 0.83956 | 0.76727 | 0.76727 | 0.76727 | 109.4224 | 0 | 0 | 0 | 0.83956 | 0.80765 | 0.76727 | 0 | 0 | 2.5102 | 6.0061 | 0.031913 | 0 | 0.031913 | 18.3092 | 79.5418 | 0 | 17.9162 | 17.9162 | 2.1345 | 17.9162 | 0 | 0.84399 | 0.67165 | 0 | 6.8457
2025-01-13 16:00 | 0.075896 | 5.481 | 60.2569 | 70.1151 | 0.19794 | 0.62947 | 0.91598 | 0.91598 | 0.91598 | 68.7213 | 0 | 0 | 0 | 0.62947 | 0.96419 | 0.91598 | 0 | 0 | 2.5593 | 6.0061 | 0 | 0.33472 | -0.33472 | 17.935 | 77.916 | 0 | 21.3888 | 21.3888 | 2.5482 | 21.3888 | 0 | 1.0076 | 0.50358 | 0 | 6.6356
2025-01-13 17:00 | 0 | 0 | 68.1231 | 90 | 0 | 0 | 0.70848 | 0.70848 | 0.70848 | 0 | 0 | 1.1102e-16 | 0 | 0 | 0.74577 | 0.70848 | 0 | 0 | 2.8949 | 6.0061 | 0 | 0.74577 | -0.74577 | 17.1012 | 74.2937 | 0 | 16.5436 | 16.5436 | 1.9709 | 16.5436 | 0 | 0.77933 | 0 | 0 | 6.0061
2025-01-13 18:00 | 0 | 0 | 75.1513 | 90 | 0 | 0 | 0.4406 | 0.4406 | 0.4406 | 0 | 0 | 5.5511e-17 | 0 | 0 | 0.46379 | 0.4406 | 0 | 0 | 3.5277 | 6.0061 | 0 | 0.46379 | -0.46379 | 16.5827 | 72.041 | 0 | 10.2884 | 10.2884 | 1.2257 | 10.2884 | 0 | 0.48466 | 0 | 0 | 6.0061
2025-01-13 19:00 | 0 | 0 | 81.8864 | 90 | 0 | 0 | 0.75722 | 0.75722 | 0.75722 | 0 | 0 | 1.1102e-16 | 0 | 0 | 0.79707 | 0.75722 | 0 | 0 | 3.8127 | 6.0061 | 0 | 0.79707 | -0.79707 | 15.6915 | 68.1695 | 0 | 17.6815 | 17.6815 | 2.1065 | 17.6815 | 0 | 0.83294 | 0 | 0 | 6.0061
2025-01-13 20:00 | 0 | 0 | 89.0119 | 90 | 0 | 0 | 0.73999 | 0.73999 | 0.73999 | 0 | 0 | 1.1102e-16 | 0 | 0 | 0.77894 | 0.73999 | 0 | 0 | 4.3988 | 5.7996 | 0 | 0.77894 | -0.77894 | 14.8207 | 64.3861 | 0 | 17.2794 | 17.2794 | 2.0586 | 17.2794 | 0 | 0.81399 | 0 | 0 | 5.7996
2025-01-13 21:00 | 0 | 0 | 97.8047 | 90 | 0 | 0 | 0.69443 | 0.69443 | 0.69443 | 0 | 0 | 1.1102e-16 | 0 | 0 | 0.73098 | 0.69443 | 0 | 0 | 4.918 | 5.0207 | 0 | 0.73098 | -0.73098 | 14.0034 | 60.8356 | 0 | 16.2155 | 16.2155 | 1.9319 | 16.2155 | 0 | 0.76388 | 0 | 0 | 5.0207
2025-01-13 22:00 | 0 | 0 | 111.9757 | 90 | 0 | 0 | 0.71984 | 0.71984 | 0.71984 | 0 | 0 | 1.1102e-16 | 0 | 0 | 0.75773 | 0.71984 | 0 | 0 | 5.143 | 4.2897 | 0 | 0.75773 | -0.75773 | 13.1562 | 57.1552 | 0 | 16.8088 | 16.8088 | 2.0025 | 16.8088 | 0 | 0.79183 | 0 | 0 | 4.2897
2025-01-13 23:00 | 0 | 0 | 148.0263 | 90 | 0 | 0 | 0.69581 | 0.69581 | 0.69581 | 0 | 0 | 0 | 0 | 0 | 0.73243 | 0.69581 | 0 | 0 | 5.143 | 3.532 | 0 | 0.73243 | -0.73243 | 12.3373 | 53.5977 | 0 | 16.2475 | 16.2475 | 1.9357 | 16.2475 | 0 | 0.76539 | 0 | 0 | 3.532
2025-01-14 | 0 | 0 | -141.0382 | 90 | 0 | 0 | 0.38069 | 0.38069 | 0.38069 | 0 | 0 | 5.5511e-17 | 0 | 0 | 0.40073 | 0.38069 | 0 | 0 | 5.143 | 2.7995 | 0 | 0.40073 | -0.40073 | 11.8893 | 51.6513 | 0 | 8.8888 | 8.8888 | 1.059 | 8.8888 | 0 | 0.41876 | 0 | 0 | 2.7995
2025-01-14 01:00 | 0 | 0 | -109.8653 | 90 | 0 | 0 | 0.48829 | 0.48829 | 0.48829 | 0 | 0 | 1.1102e-16 | 0 | 0 | 0.51399 | 0.48829 | 0 | 0 | 5.143 | 2.3988 | 0 | 0.51399 | -0.51399 | 11.3147 | 49.1548 | 0 | 11.4012 | 11.4012 | 1.3583 | 11.4012 | 0 | 0.53712 | 0 | 0 | 2.3988
2025-01-14 02:00 | 0 | 0 | -96.7301 | 90 | 0 | 0 | 0.30417 | 0.30417 | 0.30417 | 0 | 0 | 5.5511e-17 | 0 | 0 | 0.32018 | 0.30417 | 0 | 0 | 5.143 | 1.8848 | 0 | 0.32018 | -0.32018 | 10.9567 | 47.5996 | 0 | 7.1022 | 7.1022 | 0.84613 | 7.1022 | 0 | 0.33459 | 0 | 0 | 1.8848
2025-01-14 03:00 | 0 | 0 | -88.2217 | 90 | 0 | 0 | 0.43757 | 0.43757 | 0.43757 | 0 | 0 | 5.5511e-17 | 0 | 0 | 0.4606 | 0.43757 | 0 | 0 | 5.143 | 1.5646 | 0 | 0.4606 | -0.4606 | 10.4417 | 45.3625 | 0 | 10.2168 | 10.2168 | 1.2172 | 10.2168 | 0 | 0.48132 | 0 | 0 | 1.5646
2025-01-14 04:00 | 0 | 0 | -81.1686 | 90 | 0 | 0 | 0.31007 | 0.31007 | 0.31007 | 0 | 0 | 5.5511e-17 | 0 | 0 | 0.32639 | 0.31007 | 0 | 0 | 5.143 | 1.104 | 0 | 0.32639 | -0.32639 | 10.0768 | 43.7771 | 0 | 7.2399 | 7.2399 | 0.86253 | 7.2399 | 0 | 0.34108 | 0 | 0 | 1.104
2025-01-14 05:00 | 0 | 0 | -74.411 | 90 | 0 | 0 | 0.35416 | 0.35416 | 0.35416 | 0 | 0 | 0 | 0 | 0 | 0.3728 | 0.35416 | 0 | 0 | 5.143 | 0.77765 | 0 | 0.3728 | -0.3728 | 9.66 | 41.9664 | 0 | 8.2693 | 8.2693 | 0.98517 | 8.2693 | 0 | 0.38957 | 0 | 0 | 0.77765
2025-01-14 06:00 | 0.00039906 | 0 | -67.2932 | 90 | 0 | 0 | 0.3948 | 0.38461 | 0.38461 | 0 | 0 | 0.010189 | 0.049669 | 0 | 0.40485 | 0.38461 | 0 | 0 | 5.143 | 0.40485 | 0 | 0.40485 | -0.40485 | 9.2074 | 40 | 0 | 9.2182 | 9.2182 | 1.0982 | 9.2182 | 0 | 0.43428 | 0 | 0 | 0.40485
2025-01-14 07:00 | 0.031116 | 7.0052 | -59.27 | 68.3064 | 0.030613 | 0.097353 | 0.41715 | 0.092486 | 0.092486 | 105.2632 | 0 | 0.32466 | 0.44037 | 0.097353 | 0.097353 | 0.092486 | 0 | 0 | 5.143 | 0 | 0 | 0 | 0 | 9.2074 | 40 | 0 | 9.7401 | 9.7401 | 1.1604 | 9.7401 | 0 | 0.45887 | 0.077883 | 0 | 0.097353
2025-01-14 08:00 | 0.17555 | 17.416 | -49.7673 | 54.6996 | 0.21047 | 0.66933 | 0.2805 | 0.2805 | 0.2805 | 238.6194 | 0 | 0 | 0.18138 | 0.66933 | 0.29527 | 0.2805 | 0 | 0 | 5.143 | 1.5888e-15 | 0.37407 | 0 | 0.37407 | 9.5419 | 41.4535 | 0 | 6.5495 | 6.5495 | 0.78028 | 6.5495 | 0 | 0.30855 | 0.53547 | 0 | 0.66933
2025-01-14 09:00 | 0.31818 | 26.3028 | -38.1731 | 41.6942 | 0.41775 | 1.3285 | 0.39423 | 0.39423 | 0.39423 | 336.9889 | 0 | 0 | 0 | 1.3285 | 0.41498 | 0.39423 | 0 | 0 | 5.143 | 0.29925 | 0.91354 | 0 | 0.91354 | 10.359 | 45.0033 | 0 | 9.205 | 9.205 | 1.0967 | 9.205 | 0 | 0.43366 | 1.0628 | 0 | 1.6278
2025-01-14 10:00 | 0.25678 | 32.9277 | -24.0385 | 30.156 | 0.261 | 0.83002 | 0.35609 | 0.35609 | 0.35609 | 233.0909 | 0 | 0 | 0 | 0.83002 | 0.37484 | 0.35609 | 0 | 0 | 5.143 | 1.0301 | 0.45519 | 0 | 0.45519 | 10.7662 | 46.772 | 0 | 8.3145 | 8.3145 | 0.99056 | 8.3145 | 0 | 0.3917 | 0.66402 | 0 | 1.8601
2025-01-14 11:00 | 0.38206 | 36.4314 | -7.6047 | 22.528 | 0.44469 | 1.4142 | 0.40553 | 0.40553 | 0.40553 | 348.7305 | 0 | 0 | 0 | 1.4142 | 0.42687 | 0.40553 | 0 | 0 | 5.143 | 1.3942 | 0.98732 | 0 | 0.98732 | 11.6493 | 50.6084 | 0 | 9.4687 | 9.4687 | 1.1281 | 9.4687 | 0 | 0.44608 | 1.1314 | 0 | 2.8084
2025-01-14 12:00 | 0.49489 | 36.1942 | 9.7177 | 23.1066 | 0.68639 | 2.1828 | 0.84527 | 0.84527 | 0.84527 | 258.2402 | 0 | 0 | 0 | 2.1828 | 0.88976 | 0.84527 | 0 | 0 | 5.143 | 2.1841 | 1.2931 | 0 | 1.2931 | 12.8058 | 55.6329 | 0 | 19.7376 | 19.7376 | 2.3515 | 19.7376 | 0 | 0.92979 | 1.7463 | 0 | 4.3669
2025-01-14 13:00 | 0.51523 | 32.2627 | 25.9201 | 31.4408 | 0.78668 | 2.5018 | 0.75347 | 0.75347 | 0.75347 | 332.0337 | 0 | 0 | 0 | 2.5018 | 0.79312 | 0.75347 | 0 | 0 | 5.143 | 3.2185 | 1.7086 | 0 | 1.7086 | 14.3341 | 62.2722 | 0 | 17.594 | 17.594 | 2.0961 | 17.594 | 0 | 0.82882 | 2.0014 | 0 | 5.7203
2025-01-14 14:00 | 0.38504 | 25.3127 | 39.7341 | 43.2441 | 0.6013 | 1.9122 | 0.61801 | 0.61801 | 0.61801 | 309.4167 | 0 | 0 | 0 | 1.9122 | 0.65054 | 0.61801 | 0 | 0 | 4.2786 | 4.5855 | 1.2617 | 0 | 1.2617 | 15.4626 | 67.1748 | 0 | 14.431 | 14.431 | 1.7193 | 14.431 | 0 | 0.67981 | 1.5298 | 0 | 6.4977
2025-01-14 15:00 | 0.27327 | 16.2026 | 51.0394 | 56.3539 | 0.51305 | 1.6316 | 0.88704 | 0.88704 | 0.88704 | 183.9361 | 0 | 0 | 0 | 1.6316 | 0.93373 | 0.88704 | 0 | 0 | 3.6867 | 5.5948 | 0.69786 | 0 | 0.69786 | 16.0867 | 69.8864 | 0 | 20.713 | 20.713 | 2.4677 | 20.713 | 0 | 0.97575 | 1.3053 | 0 | 7.2264
2025-01-14 16:00 | 0.08139 | 5.6443 | 60.3266 | 70.0058 | 0.21986 | 0.6992 | 0.87727 | 0.87727 | 0.87727 | 79.7026 | 0 | 0 | 0 | 0.6992 | 0.92344 | 0.87727 | 0 | 0 | 3.4788 | 6.0061 | 0 | 0.22423 | -0.22423 | 15.836 | 68.7973 | 0 | 20.4848 | 20.4848 | 2.4405 | 20.4848 | 0 | 0.96499 | 0.55936 | 0 | 6.7054
2025-01-14 17:00 | 4.1864e-06 | 0 | 68.2084 | 90 | 0 | 0 | 0.44646 | 0.44646 | 0.44646 | 0 | 0 | 5.5511e-17 | 0 | 0 | 0.46996 | 0.44646 | 0 | 0 | 3.8943 | 5.9289 | 0 | 0.46996 | -0.46996 | 15.3106 | 66.5147 | 0 | 10.4251 | 10.4251 | 1.242 | 10.4251 | 0 | 0.4911 | 0 | 0 | 5.9289
2025-01-14 18:00 | 0 | 0 | 75.252 | 90 | 0 | 0 | 0.79671 | 0.79671 | 0.79671 | 0 | 0 | 1.1102e-16 | 0 | 0 | 0.83865 | 0.79671 | 0 | 0 | 4.375 | 5.4589 | 0 | 0.83865 | -0.83865 | 14.373 | 62.4412 | 0 | 18.6038 | 18.6038 | 2.2164 | 18.6038 | 0 | 0.87639 | 0 | 0 | 5.4589
2025-01-14 19:00 | 0 | 0 | 82.0059 | 90 | 0 | 0 | 0.74523 | 0.74523 | 0.74523 | 0 | 0 | 1.1102e-16 | 0 | 0 | 0.78446 | 0.74523 | 0 | 0 | 5.0805 | 4.6203 | 0 | 0.78446 | -0.78446 | 13.4959 | 58.6311 | 0 | 17.4017 | 17.4017 | 2.0732 | 17.4017 | 0 | 0.81976 | 0 | 0 | 4.6203
2025-01-14 20:00 | 0 | 0 | 89.1576 | 90 | 0 | 0 | 0.71 | 0.71 | 0.71 | 0 | 0 | 1.1102e-16 | 0 | 0 | 0.74737 | 0.71 | 0 | 0 | 5.143 | 3.8358 | 0 | 0.74737 | -0.74737 | 12.6603 | 55.001 | 0 | 16.5789 | 16.5789 | 1.9752 | 16.5789 | 0 | 0.781 | 0 | 0 | 3.8358
2025-01-14 21:00 | 0 | 0 | 97.9891 | 90 | 0 | 0 | 0.56594 | 0.56594 | 0.56594 | 0 | 0 | 1.1102e-16 | 0 | 0 | 0.59573 | 0.56594 | 0 | 0 | 5.143 | 3.0884 | 0 | 0.59573 | -0.59573 | 11.9943 | 52.1074 | 0 | 13.2152 | 13.2152 | 1.5744 | 13.2152 | 0 | 0.62254 | 0 | 0 | 3.0884
2025-01-14 22:00 | 0 | 0 | 112.205 | 90 | 0 | 0 | 0.71108 | 0.71108 | 0.71108 | 0 | 0 | 0 | 0 | 0 | 0.7485 | 0.71108 | 0 | 0 | 5.143 | 2.4927 | 0 | 0.7485 | -0.7485 | 11.1575 | 48.4719 | 0 | 16.6041 | 16.6041 | 1.9782 | 16.6041 | 0 | 0.78218 | 0 | 0 | 2.4927
2025-01-14 23:00 | 0 | 0 | 148.0156 | 90 | 0 | 0 | 0.63446 | 0.63446 | 0.63446 | 0 | 0 | 0 | 0 | 0 | 0.66785 | 0.63446 | 0 | 0 | 5.143 | 1.7442 | 0 | 0.66785 | -0.66785 | 10.4108 | 45.2281 | 0 | 14.815 | 14.815 | 1.765 | 14.815 | 0 | 0.6979 | 0 | 0 | 1.7442
2025-01-15 | 0 | 0 | -141.7852 | 90 | 0 | 0 | 0.24408 | 0.24408 | 0.24408 | 0 | 0 | 5.5511e-17 | 0 | 0 | 0.25692 | 0.24408 | 0 | 0 | 5.143 | 1.0764 | 0 | 0.25692 | -0.25692 | 10.1235 | 43.9801 | 0 | 5.699 | 5.699 | 0.67896 | 5.699 | 0 | 0.26848 | 0 | 0 | 1.0764
2025-01-15 01:00 | 0 | 0 | -110.3282 | 90 | 0 | 0 | 0.44609 | 0.44609 | 0.44609 | 0 | 0 | 5.5511e-17 | 0 | 0 | 0.46957 | 0.44609 | 0 | 0 | 5.143 | 0.81944 | 0 | 0.46957 | -0.46957 | 9.5985 | 41.6994 | 0 | 10.4158 | 10.4158 | 1.2409 | 10.4158 | 0 | 0.4907 | 0 | 0 | 0.81944
2025-01-15 02:00 | 0 | 0 | -97.0426 | 90 | 0 | 0 | 0.33113 | 0.33113 | 0.33113 | 0 | 0 | 5.5511e-17 | 0.031862 | 0 | 0.34856 | 0.33113 | 0 | 0 | 5.143 | 0.34988 | 0 | 0.34856 | -0.34856 | 9.2088 | 40.0064 | 0 | 7.7317 | 7.7317 | 0.92112 | 7.7317 | 0 | 0.36425 | 0 | 0 | 0.34988
2025-01-15 03:00 | 0 | 0 | -88.4648 | 90 | 0 | 0 | 0.45576 | 0.0012508 | 0.0012508 | 0 | 0 | 0.45451 | 0.50009 | 0 | 0.0013166 | 0.0012508 | 0 | 0 | 5.143 | 0.0013166 | 0 | 0.0013166 | -0.0013166 | 9.2074 | 40 | 0 | 10.6417 | 10.6417 | 1.2678 | 10.6417 | 0 | 0.50134 | 0 | 0 | 0.0013166
2025-01-15 04:00 | 0 | 0 | -81.3765 | 90 | 0 | 0 | 0.43315 | 0 | 0 | 0 | 0 | 0.43315 | 0.47646 | 0 | 0 | 0 | 0 | 0 | 5.143 | 0 | 0 | 0 | 0 | 9.2074 | 40 | 0 | 10.1136 | 10.1136 | 1.2049 | 10.1136 | 0 | 0.47646 | 0 | 0 | 0
2025-01-15 05:00 | 0 | 0 | -74.6009 | 90 | 0 | 0 | 0.34663 | 0 | 0 | 0 | 0 | 0.34663 | 0.3813 | 0 | 0 | 0 | 0 | 0 | 5.143 | 0 | 0 | 0 | 0 | 9.2074 | 40 | 0 | 8.0936 | 8.0936 | 0.96424 | 8.0936 | 0 | 0.3813 | 0 | 0 | 0
2025-01-15 06:00 | 0.0011048 | 0 | -67.4754 | 90 | 0 | 0 | 0.20013 | 0 | 0 | 0 | 0 | 0.20013 | 0.22014 | 0 | 0 | 0 | 0 | 0 | 5.143 | 0 | 0 | 0 | 0 | 9.2074 | 40 | 0 | 4.6728 | 4.6728 | 0.5567 | 4.6728 | 0 | 0.22014 | 0 | 0 | 0
2025-01-15 07:00 | 0.091486 | 7.0362 | -59.4509 | 68.3664 | 0.18978 | 0.60354 | 0.29565 | 0.29565 | 0.29565 | 204.1413 | 0 | 0 | 0.21054 | 0.60354 | 0.31121 | 0.29565 | 0 | 0 | 5.143 | 1.5888e-15 | 0.29233 | 0 | 0.29233 | 9.4688 | 41.1359 | 0 | 6.9031 | 6.9031 | 0.82241 | 6.9031 | 0 | 0.32521 | 0.48283 | 0 | 0.60354
2025-01-15 08:00 | 0.24924 | 17.4703 | -49.9496 | 54.7375 | 0.40653 | 1.2929 | 0.29797 | 0.29797 | 0.29797 | 433.8884 | 0 | 0 | 0 | 1.2929 | 0.31365 | 0.29797 | 0 | 0 | 5.143 | 0.23386 | 0.9792 | 0 | 0.9792 | 10.3446 | 44.9408 | 0 | 6.9573 | 6.9573 | 0.82887 | 6.9573 | 0 | 0.32777 | 1.0343 | 0 | 1.5267
2025-01-15 09:00 | 0.42882 | 26.3861 | -38.3538 | 41.7004 | 0.68518 | 2.179 | 0.4558 | 0.4558 | 0.4558 | 478.0657 | 0 | 0 | 0 | 2.179 | 0.47979 | 0.4558 | 0 | 0 | 5.143 | 1.0172 | 1.6992 | 0 | 1.6992 | 11.8645 | 51.5434 | 0 | 10.6425 | 10.6425 | 1.2679 | 10.6425 | 0 | 0.50138 | 1.7432 | 0 | 3.1962
2025-01-15 10:00 | 0.57128 | 33.0443 | -24.2053 | 30.1102 | 0.8877 | 2.823 | 0.27224 | 0.27224 | 0.27224 | 1036.958 | 0 | 0 | 0 | 2.823 | 0.28657 | 0.27224 | 0 | 0 | 5.143 | 2.3766 | 2.5365 | 0 | 2.5365 | 14.1332 | 61.3994 | 0 | 6.3566 | 6.3566 | 0.7573 | 6.3566 | 0 | 0.29947 | 2.2584 | 0 | 5.1996
2025-01-15 11:00 | 0.62714 | 36.5801 | -7.7354 | 22.401 | 0.95491 | 3.0368 | 0.34338 | 0.34338 | 0.34338 | 884.3839 | 0 | 0 | 0 | 3.0368 | 0.36145 | 0.34338 | 0 | 0 | 4.1814 | 4.4058 | 2.6753 | 0 | 2.6753 | 16.526 | 71.7949 | 0 | 8.0176 | 8.0176 | 0.95518 | 8.0176 | 0 | 0.37772 | 2.4294 | 0 | 7.4425
2025-01-15 12:00 | 0.6759 | 36.366 | 9.6427 | 22.9256 | 1.038 | 3.3009 | 0.59402 | 0.59402 | 0.59402 | 555.6802 | 0 | 0 | 0 | 3.3009 | 0.62529 | 0.59402 | 0 | 0 | 2.6927 | 6.0061 | 2.6756 | 0 | 2.6756 | 18.9191 | 82.1914 | 0 | 13.8708 | 13.8708 | 1.6525 | 13.8708 | 0 | 0.65342 | 2.6407 | 0 | 9.307
2025-01-15 13:00 | 0.61445 | 32.4442 | 25.9027 | 31.2712 | 0.96701 | 3.0753 | 0.65369 | 0.65369 | 0.65369 | 470.4472 | 1.0954 | 0 | 0 | 3.0753 | 0.68809 | 0.65369 | 0 | 0 | 1.2918 | 6.0061 | 1.2918 | 0 | 1.2918 | 20.0745 | 87.2109 | 0 | 15.2641 | 15.2641 | 1.8185 | 15.2641 | 0 | 0.71906 | 2.4602 | 0 | 9.0814
2025-01-15 14:00 | 0.44668 | 25.4933 | 39.7608 | 43.0985 | 0.73808 | 2.3472 | 0.68529 | 0.68529 | 0.68529 | 342.5128 | 0.70355 | 0 | 0 | 2.3472 | 0.72136 | 0.68529 | 0 | 0 | 0.9223 | 6.0061 | 0.9223 | 0 | 0.9223 | 20.8995 | 90.7947 | 0 | 16.002 | 16.002 | 1.9064 | 16.002 | 0 | 0.75382 | 1.8778 | 0 | 8.3534
2025-01-15 15:00 | 0.20531 | 16.3766 | 51.0954 | 56.2286 | 0.30226 | 0.96124 | 0.74796 | 0.74796 | 0.74796 | 128.5151 | 0 | 0 | 0 | 0.96124 | 0.78733 | 0.74796 | 0 | 0 | 0.66385 | 6.0061 | 0.17392 | 0 | 0.17392 | 21.055 | 91.4704 | 0 | 17.4654 | 17.4654 | 2.0808 | 17.4654 | 0 | 0.82276 | 0.769 | 0 | 6.9674
2025-01-15 16:00 | 0.091247 | 5.81 | 60.4026 | 69.8975 | 0.26647 | 0.84743 | 0.47078 | 0.47078 | 0.47078 | 180.0041 | 0 | 0 | 0 | 0.84743 | 0.49556 | 0.47078 | 0 | 0 | 0.82939 | 6.0061 | 0.35187 | 0 | 0.35187 | 21.3697 | 92.8377 | 0 | 10.9931 | 10.9931 | 1.3097 | 10.9931 | 0 | 0.51786 | 0.67794 | 0 | 6.8536
2025-01-15 17:00 | 2.7204e-05 | 0 | 68.3 | 90 | 0 | 0 | 0.68502 | 0.68502 | 0.68502 | 0 | 0 | 1.1102e-16 | 0 | 0 | 0.72108 | 0.68502 | 0 | 0 | 0.72537 | 6.0061 | 0 | 0.72108 | -0.72108 | 20.5636 | 89.3353 | 0 | 15.9958 | 15.9958 | 1.9057 | 15.9958 | 0 | 0.75353 | 0 | 0 | 6.0061
2025-01-15 18:00 | 0 | 0 | 75.3593 | 90 | 0 | 0 | 0.67324 | 0.67324 | 0.67324 | 0 | 0 | 0 | 0 | 0 | 0.70867 | 0.67324 | 0 | 0 | 1.4806 | 6.0061 | 0 | 0.70867 | -0.70867 | 19.7712 | 85.8932 | 0 | 15.7206 | 15.7206 | 1.8729 | 15.7206 | 0 | 0.74056 | 0 | 0 | 6.0061
2025-01-15 19:00 | 0 | 0 | 82.1325 | 90 | 0 | 0 | 0.5098 | 0.5098 | 0.5098 | 0 | 0 | 0 | 0 | 0 | 0.53663 | 0.5098 | 0 | 0 | 2.0523 | 6.0061 | 0 | 0.53663 | -0.53663 | 19.1713 | 83.2867 | 0 | 11.9041 | 11.9041 | 1.4182 | 11.9041 | 0 | 0.56078 | 0 | 0 | 6.0061
2025-01-15 20:00 | 0 | 0 | 89.3115 | 90 | 0 | 0 | 0.53682 | 0.53682 | 0.53682 | 0 | 0 | 1.1102e-16 | 0 | 0 | 0.56507 | 0.53682 | 0 | 0 | 2.3963 | 6.0061 | 0 | 0.56507 | -0.56507 | 18.5395 | 80.5421 | 0 | 12.5351 | 12.5351 | 1.4934 | 12.5351 | 0 | 0.5905 | 0 | 0 | 6.0061
2025-01-15 21:00 | 0 | 0 | 98.1838 | 90 | 0 | 0 | 0.62043 | 0.62043 | 0.62043 | 0 | 0 | 1.1102e-16 | 0 | 0 | 0.65308 | 0.62043 | 0 | 0 | 2.7602 | 6.0061 | 0 | 0.65308 | -0.65308 | 17.8093 | 77.37 | 0 | 14.4874 | 14.4874 | 1.726 | 14.4874 | 0 | 0.68247 | 0 | 0 | 6.0061
2025-01-15 22:00 | 0 | 0 | 112.4481 | 90 | 0 | 0 | 0.768 | 0.768 | 0.768 | 0 | 0 | 1.1102e-16 | 0 | 0 | 0.80842 | 0.768 | 0 | 0 | 3.1962 | 6.0061 | 0 | 0.80842 | -0.80842 | 16.9055 | 73.4434 | 0 | 17.9333 | 17.9333 | 2.1365 | 17.9333 | 0 | 0.8448 | 0 | 0 | 6.0061
2025-01-15 23:00 | 0 | 0 | 148.0278 | 90 | 0 | 0 | 0.65236 | 0.65236 | 0.65236 | 0 | 0 | 1.1102e-16 | 0 | 0 | 0.6867 | 0.65236 | 0 | 0 | 3.755 | 6.0061 | 0 | 0.6867 | -0.6867 | 16.1377 | 70.108 | 0 | 15.2332 | 15.2332 | 1.8148 | 15.2332 | 0 | 0.7176 | 0 | 0 | 6.0061
2025-01-16 | 0 | 0 | -142.5314 | 90 | 0 | 0 | 0.38507 | 0.38507 | 0.38507 | 0 | 0 | 5.5511e-17 | 0 | 0 | 0.40534 | 0.38507 | 0 | 0 | 4.1734 | 6.0061 | 0 | 0.40534 | -0.40534 | 15.6846 | 68.1392 | 0 | 8.9912 | 8.9912 | 1.0712 | 8.9912 | 0 | 0.42358 | 0 | 0 | 6.0061
2025-01-16 01:00 | 0 | 0 | -110.802 | 90 | 0 | 0 | 0.35381 | 0.35381 | 0.35381 | 0 | 0 | 5.5511e-17 | 0 | 0 | 0.37243 | 0.35381 | 0 | 0 | 4.3445 | 5.7934 | 0 | 0.37243 | -0.37243 | 15.2682 | 66.3303 | 0 | 8.2611 | 8.2611 | 0.9842 | 8.2611 | 0 | 0.38919 | 0 | 0 | 5.7934
2025-01-16 02:00 | 0 | 0 | -97.3636 | 90 | 0 | 0 | 0.33619 | 0.33619 | 0.33619 | 0 | 0 | 5.5511e-17 | 0 | 0 | 0.35388 | 0.33619 | 0 | 0 | 4.5319 | 5.421 | 0 | 0.35388 | -0.35388 | 14.8725 | 64.6114 | 0 | 7.8497 | 7.8497 | 0.93519 | 7.8497 | 0 | 0.36981 | 0 | 0 | 5.421
2025-01-16 03:00 | 0 | 0 | -88.7147 | 90 | 0 | 0 | 0.40242 | 0.40242 | 0.40242 | 0 | 0 | 5.5511e-17 | 0 | 0 | 0.42359 | 0.40242 | 0 | 0 | 4.7276 | 5.0671 | 0 | 0.42359 | -0.42359 | 14.3989 | 62.554 | 0 | 9.3961 | 9.3961 | 1.1194 | 9.3961 | 0 | 0.44266 | 0 | 0 | 5.0671
2025-01-16 04:00 | 0 | 0 | -81.59 | 90 | 0 | 0 | 0.38621 | 0.38621 | 0.38621 | 0 | 0 | 5.5511e-17 | 0 | 0 | 0.40654 | 0.38621 | 0 | 0 | 4.9997 | 4.6435 | 0 | 0.40654 | -0.40654 | 13.9444 | 60.5793 | 0 | 9.0177 | 9.0177 | 1.0743 | 9.0177 | 0 | 0.42483 | 0 | 0 | 4.6435
2025-01-16 05:00 | 0 | 0 | -74.7957 | 90 | 0 | 0 | 0.29509 | 0.29509 | 0.29509 | 0 | 0 | 0 | 0 | 0 | 0.31062 | 0.29509 | 0 | 0 | 5.143 | 4.2369 | 0 | 0.31062 | -0.31062 | 13.5971 | 59.0706 | 0 | 6.89 | 6.89 | 0.82085 | 6.89 | 0 | 0.32459 | 0 | 0 | 4.2369
2025-01-16 06:00 | 0.0015069 | 0 | -67.662 | 90 | 0 | 0 | 0.37803 | 0.37803 | 0.37803 | 0 | 0 | 5.5511e-17 | 0 | 0 | 0.39793 | 0.37803 | 0 | 0 | 5.143 | 3.9263 | 0 | 0.39793 | -0.39793 | 13.1522 | 57.1379 | 0 | 8.8267 | 8.8267 | 1.0516 | 8.8267 | 0 | 0.41584 | 0 | 0 | 3.9263
2025-01-16 07:00 | 0.13096 | 7.0725 | -59.6356 | 68.4237 | 0.37547 | 1.1941 | 0.28728 | 0.28728 | 0.28728 | 415.6367 | 0 | 0 | 0 | 1.1941 | 0.3024 | 0.28728 | 0 | 0 | 5.143 | 3.5284 | 0.89165 | 0 | 0.89165 | 13.9497 | 60.6025 | 0 | 6.7078 | 6.7078 | 0.79914 | 6.7078 | 0 | 0.31601 | 0.95524 | 0 | 4.7224
2025-01-16 08:00 | 0.33083 | 17.5303 | -50.1351 | 54.7724 | 0.61995 | 1.9715 | 0.36692 | 0.36692 | 0.36692 | 537.3196 | 0 | 0 | 0 | 1.9715 | 0.38623 | 0.36692 | 0 | 0 | 4.9347 | 4.2417 | 1.5853 | 0 | 1.5853 | 15.3677 | 66.7626 | 0 | 8.5673 | 8.5673 | 1.0207 | 8.5673 | 0 | 0.40361 | 1.5772 | 0 | 6.2133
2025-01-16 09:00 | 0.48282 | 26.4755 | -38.537 | 41.7029 | 0.79421 | 2.5257 | 0.41042 | 0.41042 | 0.41042 | 615.402 | 0 | 0 | 0 | 2.5257 | 0.43202 | 0.41042 | 0 | 0 | 3.8618 | 5.51 | 2.0937 | 0 | 2.0937 | 17.2403 | 74.8981 | 0 | 9.583 | 9.583 | 1.1417 | 9.583 | 0 | 0.45146 | 2.0206 | 0 | 8.0357
2025-01-16 10:00 | 0.46281 | 33.1672 | -24.3734 | 30.0598 | 0.65381 | 2.0792 | 0.38043 | 0.38043 | 0.38043 | 546.549 | 0 | 0 | 0 | 2.0792 | 0.40045 | 0.38043 | 0 | 0 | 2.5835 | 6.0061 | 1.6788 | 0 | 1.6788 | 18.7419 | 81.4214 | 0 | 8.8827 | 8.8827 | 1.0583 | 8.8827 | 0 | 0.41847 | 1.6634 | 0 | 8.0854
2025-01-16 11:00 | 0.36869 | 36.7352 | -7.8654 | 22.2682 | 0.41754 | 1.3278 | 0.35753 | 0.35753 | 0.35753 | 371.3892 | 0 | 0 | 0 | 1.3278 | 0.37635 | 0.35753 | 0 | 0 | 1.7355 | 6.0061 | 0.95148 | 0 | 0.95148 | 19.5929 | 85.1186 | 0 | 8.3481 | 8.3481 | 0.99456 | 8.3481 | 0 | 0.39328 | 1.0623 | 0 | 7.334
2025-01-16 12:00 | 0.28266 | 36.5437 | 9.5709 | 22.7394 | 0.28646 | 0.91101 | 0.75874 | 0.75874 | 0.75874 | 120.0688 | 0 | 0 | 0 | 0.91101 | 0.79867 | 0.75874 | 0 | 0 | 1.4161 | 6.0061 | 0.11234 | 0 | 0.11234 | 19.6934 | 85.5551 | 0 | 17.717 | 17.717 | 2.1107 | 17.717 | 0 | 0.83461 | 0.7288 | 0 | 6.9172
2025-01-16 13:00 | 0.25781 | 32.6308 | 25.8901 | 31.0992 | 0.26297 | 0.83627 | 0.66299 | 0.66299 | 0.66299 | 126.1361 | 0 | 0 | 0 | 0.83627 | 0.69789 | 0.66299 | 0 | 0 | 1.6119 | 6.0061 | 0.13839 | 0 | 0.13839 | 19.8172 | 86.0928 | 0 | 15.4814 | 15.4814 | 1.8444 | 15.4814 | 0 | 0.72929 | 0.66902 | 0 | 6.8424
2025-01-16 14:00 | 0.27204 | 25.6778 | 39.7933 | 42.9522 | 0.3237 | 1.0294 | 0.72649 | 0.72649 | 0.72649 | 141.6981 | 0 | 0 | 0 | 1.0294 | 0.76473 | 0.72649 | 0 | 0 | 1.6474 | 6.0061 | 0.2647 | 0 | 0.2647 | 20.0539 | 87.1214 | 0 | 16.964 | 16.964 | 2.021 | 16.964 | 0 | 0.79914 | 0.82354 | 0 | 7.0356
2025-01-16 15:00 | 0.20855 | 16.5537 | 51.1576 | 56.1036 | 0.30709 | 0.97661 | 0.60276 | 0.60276 | 0.60276 | 162.0236 | 0 | 0 | 0 | 0.97661 | 0.63448 | 0.60276 | 0 | 0 | 1.5335 | 6.0061 | 0.34213 | 0 | 0.34213 | 20.36 | 88.4508 | 0 | 14.0748 | 14.0748 | 1.6768 | 14.0748 | 0 | 0.66303 | 0.78129 | 0 | 6.9828
2025-01-16 16:00 | 0.060646 | 5.9781 | 60.4847 | 69.7903 | 0.09333 | 0.2968 | 0.80397 | 0.80397 | 0.80397 | 36.9173 | 0 | 1.1102e-16 | 0 | 0.2968 | 0.84629 | 0.80397 | 0 | 0 | 1.3539 | 6.0061 | 0 | 0.54948 | -0.54948 | 19.7456 | 85.7819 | 0 | 18.7733 | 18.7733 | 2.2366 | 18.7733 | 0 | 0.88437 | 0.23744 | 0 | 6.303
2025-01-16 17:00 | 8.8846e-05 | 0 | 68.398 | 90 | 0 | 0 | 0.85836 | 0.85836 | 0.85836 | 0 | 0 | 1.1102e-16 | 0 | 0 | 0.90353 | 0.85836 | 0 | 0 | 1.9179 | 6.0061 | 0 | 0.90353 | -0.90353 | 18.7354 | 81.3933 | 0 | 20.0433 | 20.0433 | 2.3879 | 20.0433 | 0 | 0.94419 | 0 | 0 | 6.0061
2025-01-16 18:00 | 0 | 0 | 75.4732 | 90 | 0 | 0 | 0.62228 | 0.62228 | 0.62228 | 0 | 0 | 1.1102e-16 | 0 | 0 | 0.65503 | 0.62228 | 0 | 0 | 2.6746 | 6.0061 | 0 | 0.65503 | -0.65503 | 18.0031 | 78.2117 | 0 | 14.5307 | 14.5307 | 1.7311 | 14.5307 | 0 | 0.68451 | 0 | 0 | 6.0061
2025-01-16 19:00 | 0 | 0 | 82.2663 | 90 | 0 | 0 | 0.55641 | 0.55641 | 0.55641 | 0 | 0 | 0 | 0 | 0 | 0.58569 | 0.55641 | 0 | 0 | 3.0992 | 6.0061 | 0 | 0.58569 | -0.58569 | 17.3483 | 75.3669 | 0 | 12.9925 | 12.9925 | 1.5479 | 12.9925 | 0 | 0.61205 | 0 | 0 | 6.0061
2025-01-16 20:00 | 0 | 0 | 89.4735 | 90 | 0 | 0 | 0.84423 | 0.84423 | 0.84423 | 0 | 0 | 1.1102e-16 | 0 | 0 | 0.88866 | 0.84423 | 0 | 0 | 3.4521 | 6.0061 | 0 | 0.88866 | -0.88866 | 16.3547 | 71.0506 | 0 | 19.7133 | 19.7133 | 2.3486 | 19.7133 | 0 | 0.92865 | 0 | 0 | 6.0061
2025-01-16 21:00 | 0 | 0 | 98.3884 | 90 | 0 | 0 | 0.72886 | 0.72886 | 0.72886 | 0 | 0 | 1.1102e-16 | 0 | 0 | 0.76722 | 0.72886 | 0 | 0 | 4.0833 | 6.0061 | 0 | 0.76722 | -0.76722 | 15.4969 | 67.3241 | 0 | 17.0193 | 17.0193 | 2.0276 | 17.0193 | 0 | 0.80174 | 0 | 0 | 6.0061
2025-01-16 22:00 | 0 | 0 | 112.7048 | 90 | 0 | 0 | 0.87702 | 0.87702 | 0.87702 | 0 | 0 | 1.1102e-16 | 0 | 0 | 0.92318 | 0.87702 | 0 | 0 | 4.5618 | 5.6256 | 0 | 0.92318 | -0.92318 | 14.4648 | 62.8401 | 0 | 20.4791 | 20.4791 | 2.4398 | 20.4791 | 0 | 0.96473 | 0 | 0 | 5.6256
2025-01-16 23:00 | 0 | 0 | 148.0622 | 90 | 0 | 0 | 0.62955 | 0.62955 | 0.62955 | 0 | 0 | 0 | 0 | 0 | 0.66269 | 0.62955 | 0 | 0 | 5.143 | 4.7024 | 0 | 0.66269 | -0.66269 | 13.7239 | 59.6213 | 0 | 14.7005 | 14.7005 | 1.7514 | 14.7005 | 0 | 0.69251 | 0 | 0 | 4.7024
2025-01-17 | 0 | 0 | -143.2753 | 90 | 0 | 0 | 0.26527 | 0.26527 | 0.26527 | 0 | 0 | 5.5511e-17 | 0 | 0 | 0.27923 | 0.26527 | 0 | 0 | 5.143 | 4.0397 | 0 | 0.27923 | -0.27923 | 13.4117 | 58.265 | 0 | 6.1939 | 6.1939 | 0.73791 | 6.1939 | 0 | 0.2918 | 0 | 0 | 4.0397
2025-01-17 01:00 | 0 | 0 | -111.2862 | 90 | 0 | 0 | 0.36417 | 0.36417 | 0.36417 | 0 | 0 | 5.5511e-17 | 0 | 0 | 0.38333 | 0.36417 | 0 | 0 | 5.143 | 3.7605 | 0 | 0.38333 | -0.38333 | 12.9831 | 56.4031 | 0 | 8.503 | 8.503 | 1.013 | 8.503 | 0 | 0.40058 | 0 | 0 | 3.7605
2025-01-17 02:00 | 0 | 0 | -97.6931 | 90 | 0 | 0 | 0.40425 | 0.40425 | 0.40425 | 0 | 0 | 5.5511e-17 | 0 | 0 | 0.42552 | 0.40425 | 0 | 0 | 5.143 | 3.3771 | 0 | 0.42552 | -0.42552 | 12.5074 | 54.3363 | 0 | 9.4388 | 9.4388 | 1.1245 | 9.4388 | 0 | 0.44467 | 0 | 0 | 3.3771
2025-01-17 03:00 | 0 | 0 | -88.9712 | 90 | 0 | 0 | 0.29761 | 0.29761 | 0.29761 | 0 | 0 | 5.5511e-17 | 0 | 0 | 0.31328 | 0.29761 | 0 | 0 | 5.143 | 2.9516 | 0 | 0.31328 | -0.31328 | 12.1571 | 52.8147 | 0 | 6.949 | 6.949 | 0.82788 | 6.949 | 0 | 0.32737 | 0 | 0 | 2.9516
2025-01-17 04:00 | 0 | 0 | -81.809 | 90 | 0 | 0 | 0.39677 | 0.39677 | 0.39677 | 0 | 0 | 5.5511e-17 | 0 | 0 | 0.41765 | 0.39677 | 0 | 0 | 5.143 | 2.6383 | 0 | 0.41765 | -0.41765 | 11.6901 | 50.7861 | 0 | 9.2642 | 9.2642 | 1.1037 | 9.2642 | 0 | 0.43644 | 0 | 0 | 2.6383
2025-01-17 05:00 | 0 | 0 | -74.9953 | 90 | 0 | 0 | 0.43683 | 0.43683 | 0.43683 | 0 | 0 | 5.5511e-17 | 0 | 0 | 0.45983 | 0.43683 | 0 | 0 | 5.143 | 2.2207 | 0 | 0.45983 | -0.45983 | 11.1761 | 48.5527 | 0 | 10.1997 | 10.1997 | 1.2152 | 10.1997 | 0 | 0.48052 | 0 | 0 | 2.2207
2025-01-17 06:00 | 0.0014113 | 0 | -67.8528 | 90 | 0 | 0 | 0.34609 | 0.34609 | 0.34609 | 0 | 0 | 5.5511e-17 | 0 | 0 | 0.36431 | 0.34609 | 0 | 0 | 5.143 | 1.7609 | 0 | 0.36431 | -0.36431 | 10.7687 | 46.7832 | 0 | 8.0809 | 8.0809 | 0.96273 | 8.0809 | 0 | 0.3807 | 0 | 0 | 1.7609
2025-01-17 07:00 | 0.092175 | 7.1141 | -59.8241 | 68.4785 | 0.18798 | 0.5978 | 0.32694 | 0.32694 | 0.32694 | 182.8491 | 0 | 0 | 0 | 0.5978 | 0.34414 | 0.32694 | 0 | 0 | 5.143 | 1.3965 | 0.25366 | 0 | 0.25366 | 10.9956 | 47.7688 | 0 | 7.6337 | 7.6337 | 0.90945 | 7.6337 | 0 | 0.35963 | 0.47824 | 0 | 1.9943
2025-01-17 08:00 | 0.29529 | 17.5959 | -50.324 | 54.8041 | 0.53325 | 1.6958 | 0.34909 | 0.34909 | 0.34909 | 485.7783 | 0 | 0 | 0 | 1.6958 | 0.36747 | 0.34909 | 0 | 0 | 5.143 | 1.5995 | 1.3283 | 0 | 1.3283 | 12.1837 | 52.9304 | 0 | 8.151 | 8.151 | 0.97108 | 8.151 | 0 | 0.384 | 1.3567 | 0 | 3.2953
2025-01-17 09:00 | 0.46802 | 26.5708 | -38.7228 | 41.7016 | 0.76298 | 2.4264 | 0.35551 | 0.35551 | 0.35551 | 682.5223 | 0 | 0 | 0 | 2.4264 | 0.37422 | 0.35551 | 0 | 0 | 5.143 | 2.6621 | 2.0522 | 0 | 2.0522 | 14.0193 | 60.9046 | 0 | 8.3008 | 8.3008 | 0.98892 | 8.3008 | 0 | 0.39106 | 1.9411 | 0 | 5.0886
2025-01-17 10:00 | 0.62746 | 33.2964 | -24.5426 | 30.0047 | 0.97806 | 3.1104 | 0.37665 | 0.37665 | 0.37665 | 825.7965 | 0 | 0 | 0 | 3.1104 | 0.39648 | 0.37665 | 0 | 0 | 4.4383 | 4.3039 | 2.7139 | 0 | 2.7139 | 16.4467 | 71.4501 | 0 | 8.7945 | 8.7945 | 1.0477 | 8.7945 | 0 | 0.41432 | 2.4883 | 0 | 7.4143
2025-01-17 11:00 | 0.65916 | 36.8966 | -7.9945 | 22.1295 | 1.004 | 3.1928 | 0.44576 | 0.44576 | 0.44576 | 716.2778 | 0 | 0 | 0 | 3.1928 | 0.46922 | 0.44576 | 0 | 0 | 2.8131 | 6.0061 | 2.7236 | 0 | 2.7236 | 18.8828 | 82.0333 | 0 | 10.408 | 10.408 | 1.24 | 10.408 | 0 | 0.49033 | 2.5543 | 0 | 9.199
2025-01-17 12:00 | 0.64777 | 36.7273 | 9.5024 | 22.5481 | 0.98628 | 3.1365 | 0.71269 | 0.71269 | 0.71269 | 440.0957 | 1.0515 | 0 | 0 | 3.1365 | 0.7502 | 0.71269 | 0 | 0 | 1.3348 | 6.0061 | 1.3348 | 0 | 1.3348 | 20.0766 | 87.22 | 0 | 16.6419 | 16.6419 | 1.9826 | 16.6419 | 0 | 0.78396 | 2.5092 | 0 | 9.1427
2025-01-17 13:00 | 0.47736 | 32.8223 | 25.8826 | 30.9248 | 0.69107 | 2.1977 | 0.75091 | 0.75091 | 0.75091 | 292.6733 | 0.48564 | 0 | 0 | 2.1977 | 0.79043 | 0.75091 | 0 | 0 | 0.92164 | 6.0061 | 0.92164 | 0 | 0.92164 | 20.901 | 90.8012 | 0 | 17.5343 | 17.5343 | 2.089 | 17.5343 | 0 | 0.826 | 1.7582 | 0 | 8.2039
2025-01-17 14:00 | 0.25228 | 25.8663 | 39.8317 | 42.8053 | 0.28427 | 0.90402 | 0.66057 | 0.66057 | 0.66057 | 136.8557 | 0 | 0 | 0 | 0.90402 | 0.69533 | 0.66057 | 0 | 0 | 0.66338 | 6.0061 | 0.20869 | 0 | 0.20869 | 21.0876 | 91.6121 | 0 | 15.4247 | 15.4247 | 1.8376 | 15.4247 | 0 | 0.72662 | 0.72322 | 0 | 6.9102
2025-01-17 15:00 | 0.12013 | 16.7338 | 51.226 | 55.9791 | 0.12125 | 0.38561 | 0.65852 | 0.65852 | 0.65852 | 58.5566 | 0 | 0 | 0 | 0.38561 | 0.69318 | 0.65852 | 0 | 0 | 0.80376 | 6.0061 | 0 | 0.30757 | -0.30757 | 20.7438 | 90.1182 | 0 | 15.377 | 15.377 | 1.832 | 15.377 | 0 | 0.72438 | 0.30849 | 0 | 6.3918
2025-01-17 16:00 | 0.055792 | 6.1484 | 60.573 | 69.6842 | 0.073707 | 0.2344 | 0.80902 | 0.80902 | 0.80902 | 28.9732 | 0 | 0 | 0 | 0.2344 | 0.8516 | 0.80902 | 0 | 0 | 1.2323 | 6.0061 | 0 | 0.6172 | -0.6172 | 20.0537 | 87.1204 | 0 | 18.8912 | 18.8912 | 2.2506 | 18.8912 | 0 | 0.88992 | 0.18752 | 0 | 6.2405
2025-01-17 17:00 | 0.00012375 | 0 | 68.5022 | 90 | 0 | 0 | 0.85945 | 0.85945 | 0.85945 | 0 | 0 | 1.1102e-16 | 0 | 0 | 0.90469 | 0.85945 | 0 | 0 | 1.8052 | 6.0061 | 0 | 0.90469 | -0.90469 | 19.0422 | 82.7262 | 0 | 20.0688 | 20.0688 | 2.3909 | 20.0688 | 0 | 0.9454 | 0 | 0 | 6.0061
2025-01-17 18:00 | 0 | 0 | 75.5936 | 90 | 0 | 0 | 0.77715 | 0.77715 | 0.77715 | 0 | 0 | 1.1102e-16 | 0 | 0 | 0.81806 | 0.77715 | 0 | 0 | 2.5298 | 6.0061 | 0 | 0.81806 | -0.81806 | 18.1276 | 78.7528 | 0 | 18.1471 | 18.1471 | 2.162 | 18.1471 | 0 | 0.85487 | 0 | 0 | 6.0061
2025-01-17 19:00 | 0 | 0 | 82.4072 | 90 | 0 | 0 | 0.60505 | 0.60505 | 0.60505 | 0 | 0 | 1.1102e-16 | 0 | 0 | 0.63689 | 0.60505 | 0 | 0 | 3.0859 | 6.0061 | 0 | 0.63689 | -0.63689 | 17.4156 | 75.6593 | 0 | 14.1282 | 14.1282 | 1.6832 | 14.1282 | 0 | 0.66555 | 0 | 0 | 6.0061
2025-01-17 20:00 | 0 | 0 | 89.6437 | 90 | 0 | 0 | 0.90311 | 0.90311 | 0.90311 | 0 | 0 | 1.1102e-16 | 0 | 0 | 0.95064 | 0.90311 | 0 | 0 | 3.4532 | 6.0061 | 0 | 0.95064 | -0.95064 | 16.3527 | 71.0419 | 0 | 21.0882 | 21.0882 | 2.5124 | 21.0882 | 0 | 0.99342 | 0 | 0 | 6.0061
2025-01-17 21:00 | 0 | 0 | 98.603 | 90 | 0 | 0 | 0.67212 | 0.67212 | 0.67212 | 0 | 0 | 1.1102e-16 | 0 | 0 | 0.7075 | 0.67212 | 0 | 0 | 4.1183 | 6.0061 | 0 | 0.7075 | -0.7075 | 15.5617 | 67.6055 | 0 | 15.6945 | 15.6945 | 1.8698 | 15.6945 | 0 | 0.73933 | 0 | 0 | 6.0061
2025-01-17 22:00 | 0 | 0 | 112.9746 | 90 | 0 | 0 | 0.79328 | 0.79328 | 0.79328 | 0 | 0 | 0 | 0 | 0 | 0.83503 | 0.79328 | 0 | 0 | 4.5241 | 5.6835 | 0 | 0.83503 | -0.83503 | 14.6281 | 63.5496 | 0 | 18.5237 | 18.5237 | 2.2068 | 18.5237 | 0 | 0.87261 | 0 | 0 | 5.6835
2025-01-17 23:00 | 0 | 0 | 148.1179 | 90 | 0 | 0 | 0.86562 | 0.86562 | 0.86562 | 0 | 0 | 1.1102e-16 | 0 | 0 | 0.91118 | 0.86562 | 0 | 0 | 5.0638 | 4.8485 | 0 | 0.91118 | -0.91118 | 13.6094 | 59.1239 | 0 | 20.2129 | 20.2129 | 2.4081 | 20.2129 | 0 | 0.95219 | 0 | 0 | 4.8485
2025-01-18 | 0 | 0 | -144.0151 | 90 | 0 | 0 | 0.40993 | 0.40993 | 0.40993 | 0 | 0 | 5.5511e-17 | 0 | 0 | 0.4315 | 0.40993 | 0 | 0 | 5.143 | 3.9373 | 0 | 0.4315 | -0.4315 | 13.1269 | 57.028 | 0 | 9.5714 | 9.5714 | 1.1403 | 9.5714 | 0 | 0.45092 | 0 | 0 | 3.9373
2025-01-18 01:00 | 0 | 0 | -111.7802 | 90 | 0 | 0 | 0.31918 | 0.31918 | 0.31918 | 0 | 0 | 5.5511e-17 | 0 | 0 | 0.33598 | 0.31918 | 0 | 0 | 5.143 | 3.5058 | 0 | 0.33598 | -0.33598 | 12.7513 | 55.3961 | 0 | 7.4527 | 7.4527 | 0.88789 | 7.4527 | 0 | 0.3511 | 0 | 0 | 3.5058
2025-01-18 02:00 | 0 | 0 | -98.0308 | 90 | 0 | 0 | 0.35196 | 0.35196 | 0.35196 | 0 | 0 | 0 | 0 | 0 | 0.37049 | 0.35196 | 0 | 0 | 5.143 | 3.1698 | 0 | 0.37049 | -0.37049 | 12.3371 | 53.5966 | 0 | 8.218 | 8.218 | 0.97907 | 8.218 | 0 | 0.38716 | 0 | 0 | 3.1698
2025-01-18 03:00 | 0 | 0 | -89.2343 | 90 | 0 | 0 | 0.40431 | 0.40431 | 0.40431 | 0 | 0 | 5.5511e-17 | 0 | 0 | 0.42559 | 0.40431 | 0 | 0 | 5.143 | 2.7993 | 0 | 0.42559 | -0.42559 | 11.8613 | 51.5295 | 0 | 9.4403 | 9.4403 | 1.1247 | 9.4403 | 0 | 0.44474 | 0 | 0 | 2.7993
2025-01-18 04:00 | 0 | 0 | -82.0335 | 90 | 0 | 0 | 0.38479 | 0.38479 | 0.38479 | 0 | 0 | 5.5511e-17 | 0 | 0 | 0.40504 | 0.38479 | 0 | 0 | 5.143 | 2.3737 | 0 | 0.40504 | -0.40504 | 11.4084 | 49.5621 | 0 | 8.9846 | 8.9846 | 1.0704 | 8.9846 | 0 | 0.42327 | 0 | 0 | 2.3737
2025-01-18 05:00 | 0 | 0 | -75.1996 | 90 | 0 | 0 | 0.38184 | 0.38184 | 0.38184 | 0 | 0 | 5.5511e-17 | 0 | 0 | 0.40194 | 0.38184 | 0 | 0 | 5.143 | 1.9687 | 0 | 0.40194 | -0.40194 | 10.959 | 47.6099 | 0 | 8.9156 | 8.9156 | 1.0622 | 8.9156 | 0 | 0.42002 | 0 | 0 | 1.9687
2025-01-18 06:00 | 0.0013114 | 0 | -68.0478 | 90 | 0 | 0 | 0.46792 | 0.46792 | 0.46792 | 0 | 0 | 5.5511e-17 | 0 | 0 | 0.49255 | 0.46792 | 0 | 0 | 5.143 | 1.5667 | 0 | 0.49255 | -0.49255 | 10.4083 | 45.2175 | 0 | 10.9255 | 10.9255 | 1.3016 | 10.9255 | 0 | 0.51471 | 0 | 0 | 1.5667
2025-01-18 07:00 | 0.12399 | 7.1609 | -60.0164 | 68.5305 | 0.34035 | 1.0824 | 0.38077 | 0.38077 | 0.38077 | 284.2596 | 0 | 0 | 0 | 1.0824 | 0.40081 | 0.38077 | 0 | 0 | 5.143 | 1.0742 | 0.68157 | 0 | 0.68157 | 11.018 | 47.8659 | 0 | 8.8907 | 8.8907 | 1.0592 | 8.8907 | 0 | 0.41885 | 0.86591 | 0 | 2.1566
2025-01-18 08:00 | 0.19682 | 17.6671 | -50.5161 | 54.8326 | 0.25436 | 0.80891 | 0.34274 | 0.34274 | 0.34274 | 236.0092 | 0 | 0 | 0 | 0.80891 | 0.36078 | 0.34274 | 0 | 0 | 5.143 | 1.6194 | 0.44813 | 0 | 0.44813 | 11.4188 | 49.6072 | 0 | 8.0028 | 8.0028 | 0.95342 | 8.0028 | 0 | 0.37702 | 0.64713 | 0 | 2.4284
2025-01-18 09:00 | 0.35251 | 26.6722 | -38.9111 | 41.6966 | 0.4917 | 1.5637 | 0.29011 | 0.29011 | 0.29011 | 538.9979 | 0 | 0 | 0 | 1.5637 | 0.30538 | 0.29011 | 0 | 0 | 5.143 | 1.9779 | 1.2583 | 0 | 1.2583 | 12.5442 | 54.4966 | 0 | 6.7738 | 6.7738 | 0.80701 | 6.7738 | 0 | 0.31912 | 1.2509 | 0 | 3.5416
2025-01-18 10:00 | 0.37523 | 33.4319 | -24.7129 | 29.9451 | 0.45569 | 1.4492 | 0.36317 | 0.36317 | 0.36317 | 399.0424 | 0 | 0 | 0 | 1.4492 | 0.38228 | 0.36317 | 0 | 0 | 5.143 | 2.9846 | 1.0669 | 0 | 1.0669 | 13.4985 | 58.6422 | 0 | 8.4796 | 8.4796 | 1.0102 | 8.4796 | 0 | 0.39948 | 1.1593 | 0 | 4.4338
2025-01-18 11:00 | 0.48047 | 37.0642 | -8.1226 | 21.9851 | 0.63976 | 2.0345 | 0.23743 | 0.23743 | 0.23743 | 856.8981 | 0 | 0 | 0 | 2.0345 | 0.24993 | 0.23743 | 0 | 0 | 4.9227 | 3.8381 | 1.7846 | 0 | 1.7846 | 15.0947 | 65.5767 | 0 | 5.5438 | 5.5438 | 0.66047 | 5.5438 | 0 | 0.26117 | 1.6276 | 0 | 5.8727
2025-01-18 12:00 | 0.56478 | 36.9167 | 9.4371 | 22.3519 | 0.82506 | 2.6238 | 0.61784 | 0.61784 | 0.61784 | 424.6749 | 0 | 0 | 0 | 2.6238 | 0.65036 | 0.61784 | 0 | 0 | 3.8549 | 5.2658 | 1.9735 | 0 | 1.9735 | 16.8598 | 73.245 | 0 | 14.4271 | 14.4271 | 1.7188 | 14.4271 | 0 | 0.67963 | 2.0991 | 0 | 7.8896
2025-01-18 13:00 | 0.48581 | 33.0188 | 25.8802 | 30.7481 | 0.70613 | 2.2456 | 0.79961 | 0.79961 | 0.79961 | 280.8365 | 0 | 0 | 0 | 2.2456 | 0.8417 | 0.79961 | 0 | 0 | 2.7523 | 6.0061 | 1.4039 | 0 | 1.4039 | 18.1155 | 78.7002 | 0 | 18.6715 | 18.6715 | 2.2244 | 18.6715 | 0 | 0.87957 | 1.7965 | 0 | 8.2517
2025-01-18 14:00 | 0.39797 | 26.0587 | 39.8761 | 42.6579 | 0.61439 | 1.9539 | 0.75736 | 0.75736 | 0.75736 | 257.984 | 0 | 0 | 0 | 1.9539 | 0.79722 | 0.75736 | 0 | 0 | 2.1258 | 6.0061 | 1.1566 | 0 | 1.1566 | 19.1501 | 83.1945 | 0 | 17.6848 | 17.6848 | 2.1069 | 17.6848 | 0 | 0.83309 | 1.5631 | 0 | 7.96
2025-01-18 15:00 | 0.24738 | 16.9168 | 51.3006 | 55.8552 | 0.4127 | 1.3125 | 0.8607 | 0.8607 | 0.8607 | 152.4882 | 0 | 0 | 0 | 1.3125 | 0.906 | 0.8607 | 0 | 0 | 1.6358 | 6.0061 | 0.40647 | 0 | 0.40647 | 19.5136 | 84.7739 | 0 | 20.098 | 20.098 | 2.3944 | 20.098 | 0 | 0.94677 | 1.05 | 0 | 7.3186
2025-01-18 16:00 | 0.10021 | 6.3209 | 60.6676 | 69.5793 | 0.27701 | 0.88094 | 0.7352 | 0.7352 | 0.7352 | 119.8235 | 0 | 0 | 0 | 0.88094 | 0.7739 | 0.7352 | 0 | 0 | 1.6357 | 6.0061 | 0.10705 | 0 | 0.10705 | 19.6093 | 85.1899 | 0 | 17.1674 | 17.1674 | 2.0453 | 17.1674 | 0 | 0.80872 | 0.70475 | 0 | 6.8871
2025-01-18 17:00 | 0.00029233 | 0 | 68.6127 | 90 | 0 | 0 | 0.71954 | 0.71954 | 0.71954 | 0 | 0 | 1.1102e-16 | 0 | 0 | 0.75741 | 0.71954 | 0 | 0 | 1.7366 | 6.0061 | 0 | 0.75741 | -0.75741 | 18.7626 | 81.5111 | 0 | 16.8017 | 16.8017 | 2.0017 | 16.8017 | 0 | 0.79149 | 0 | 0 | 6.0061
2025-01-18 18:00 | 0 | 0 | 75.7206 | 90 | 0 | 0 | 0.59457 | 0.59457 | 0.59457 | 0 | 0 | 1.1102e-16 | 0 | 0 | 0.62587 | 0.59457 | 0 | 0 | 2.5069 | 6.0061 | 0 | 0.62587 | -0.62587 | 18.0628 | 78.4712 | 0 | 13.8837 | 13.8837 | 1.6541 | 13.8837 | 0 | 0.65403 | 0 | 0 | 6.0061
2025-01-18 19:00 | 0 | 0 | 82.5551 | 90 | 0 | 0 | 0.71312 | 0.71312 | 0.71312 | 0 | 0 | 1.1102e-16 | 0 | 0 | 0.75066 | 0.71312 | 0 | 0 | 2.9912 | 6.0061 | 0 | 0.75066 | -0.75066 | 17.2235 | 74.8251 | 0 | 16.6519 | 16.6519 | 1.9839 | 16.6519 | 0 | 0.78444 | 0 | 0 | 6.0061
2025-01-18 20:00 | 0 | 0 | 89.8219 | 90 | 0 | 0 | 0.70931 | 0.70931 | 0.70931 | 0 | 0 | 0 | 0 | 0 | 0.74665 | 0.70931 | 0 | 0 | 3.5341 | 6.0061 | 0 | 0.74665 | -0.74665 | 16.3888 | 71.1986 | 0 | 16.563 | 16.563 | 1.9732 | 16.563 | 0 | 0.78024 | 0 | 0 | 6.0061
2025-01-18 21:00 | 0 | 0 | 98.8273 | 90 | 0 | 0 | 0.69515 | 0.69515 | 0.69515 | 0 | 0 | 0 | 0 | 0 | 0.73174 | 0.69515 | 0 | 0 | 4.0309 | 6.0061 | 0 | 0.73174 | -0.73174 | 15.5707 | 67.6444 | 0 | 16.2322 | 16.2322 | 1.9338 | 16.2322 | 0 | 0.76467 | 0 | 0 | 6.0061
2025-01-18 22:00 | 0 | 0 | 113.2572 | 90 | 0 | 0 | 0.46527 | 0.46527 | 0.46527 | 0 | 0 | 5.5511e-17 | 0 | 0 | 0.48976 | 0.46527 | 0 | 0 | 4.4963 | 5.6915 | 0 | 0.48976 | -0.48976 | 15.0231 | 65.2656 | 0 | 10.8643 | 10.8643 | 1.2943 | 10.8643 | 0 | 0.5118 | 0 | 0 | 5.6915
2025-01-18 23:00 | 0 | 0 | 148.194 | 90 | 0 | 0 | 0.64859 | 0.64859 | 0.64859 | 0 | 0 | 1.1102e-16 | 0 | 0 | 0.68273 | 0.64859 | 0 | 0 | 4.7392 | 5.2018 | 0 | 0.68273 | -0.68273 | 14.2598 | 61.9495 | 0 | 15.1451 | 15.1451 | 1.8043 | 15.1451 | 0 | 0.71345 | 0 | 0 | 5.2018
2025-01-19 | 0 | 0 | -144.7493 | 90 | 0 | 0 | 0.2411 | 0.2411 | 0.2411 | 0 | 0 | 0 | 0 | 0 | 0.25379 | 0.2411 | 0 | 0 | 5.143 | 4.519 | 0 | 0.25379 | -0.25379 | 13.976 | 60.7168 | 0 | 5.6294 | 5.6294 | 0.67067 | 5.6294 | 0 | 0.26521 | 0 | 0 | 4.519
2025-01-19 01:00 | 0 | 0 | -112.2834 | 90 | 0 | 0 | 0.28805 | 0.28805 | 0.28805 | 0 | 0 | 0 | 0 | 0 | 0.30322 | 0.28805 | 0 | 0 | 5.143 | 4.2652 | 0 | 0.30322 | -0.30322 | 13.637 | 59.2441 | 0 | 6.7258 | 6.7258 | 0.80129 | 6.7258 | 0 | 0.31686 | 0 | 0 | 4.2652
2025-01-19 02:00 | 0 | 0 | -98.3764 | 90 | 0 | 0 | 0.34083 | 0.34083 | 0.34083 | 0 | 0 | 5.5511e-17 | 0 | 0 | 0.35877 | 0.34083 | 0 | 0 | 5.143 | 3.962 | 0 | 0.35877 | -0.35877 | 13.2359 | 57.5015 | 0 | 7.9581 | 7.9581 | 0.9481 | 7.9581 | 0 | 0.37491 | 0 | 0 | 3.962
2025-01-19 03:00 | 0 | 0 | -89.5037 | 90 | 0 | 0 | 0.295 | 0.295 | 0.295 | 0 | 0 | 5.5511e-17 | 0 | 0 | 0.31053 | 0.295 | 0 | 0 | 5.143 | 3.6033 | 0 | 0.31053 | -0.31053 | 12.8887 | 55.9932 | 0 | 6.888 | 6.888 | 0.82061 | 6.888 | 0 | 0.3245 | 0 | 0 | 3.6033
2025-01-19 04:00 | 0 | 0 | -82.2633 | 90 | 0 | 0 | 0.1149 | 0.1149 | 0.1149 | 0 | 0 | 1.3878e-17 | 0 | 0 | 0.12095 | 0.1149 | 0 | 0 | 5.143 | 3.2927 | 0 | 0.12095 | -0.12095 | 12.7535 | 55.4057 | 0 | 2.6829 | 2.6829 | 0.31963 | 2.6829 | 0 | 0.12639 | 0 | 0 | 3.2927
2025-01-19 05:00 | 0 | 0 | -75.4085 | 90 | 0 | 0 | 0.3073 | 0.3073 | 0.3073 | 0 | 0 | 5.5511e-17 | 0 | 0 | 0.32348 | 0.3073 | 0 | 0 | 5.143 | 3.1718 | 0 | 0.32348 | -0.32348 | 12.3918 | 53.8346 | 0 | 7.1753 | 7.1753 | 0.85484 | 7.1753 | 0 | 0.33803 | 0 | 0 | 3.1718
2025-01-19 06:00 | 0.0013644 | 0 | -68.2469 | 90 | 0 | 0 | 0.36592 | 0.36592 | 0.36592 | 0 | 0 | 5.5511e-17 | 0 | 0 | 0.38518 | 0.36592 | 0 | 0 | 5.143 | 2.8483 | 0 | 0.38518 | -0.38518 | 11.9612 | 51.9637 | 0 | 8.5439 | 8.5439 | 1.0179 | 8.5439 | 0 | 0.40251 | 0 | 0 | 2.8483
2025-01-19 07:00 | 0.11085 | 7.2131 | -60.2123 | 68.5798 | 0.27479 | 0.87387 | 0.30428 | 0.30428 | 0.30428 | 287.1929 | 0 | 0 | 0 | 0.87387 | 0.32029 | 0.30428 | 0 | 0 | 5.143 | 2.4631 | 0.55358 | 0 | 0.55358 | 12.4564 | 54.1147 | 0 | 7.1047 | 7.1047 | 0.84642 | 7.1047 | 0 | 0.33471 | 0.6991 | 0 | 3.337
2025-01-19 08:00 | 0.23916 | 17.744 | -50.7114 | 54.858 | 0.36638 | 1.1651 | 0.22392 | 0.22392 | 0.22392 | 520.3453 | 0 | 0 | 0 | 1.1651 | 0.2357 | 0.22392 | 0 | 0 | 5.143 | 2.906 | 0.92944 | 0 | 0.92944 | 13.2877 | 57.7263 | 0 | 5.2283 | 5.2283 | 0.62288 | 5.2283 | 0 | 0.24631 | 0.93211 | 0 | 4.0711
2025-01-19 09:00 | 0.34067 | 26.7795 | -39.1017 | 41.6878 | 0.46068 | 1.465 | 0.31277 | 0.31277 | 0.31277 | 468.3994 | 0 | 0 | 0 | 1.465 | 0.32923 | 0.31277 | 0 | 0 | 5.143 | 3.6495 | 1.1358 | 0 | 1.1358 | 14.3035 | 62.1396 | 0 | 7.303 | 7.303 | 0.87005 | 7.303 | 0 | 0.34405 | 1.172 | 0 | 5.1146
2025-01-19 10:00 | 0.58817 | 33.5736 | -24.8844 | 29.8808 | 0.90633 | 2.8823 | 0.32527 | 0.32527 | 0.32527 | 886.1121 | 0 | 0 | 0 | 2.8823 | 0.34239 | 0.32527 | 0 | 0 | 4.5046 | 4.5582 | 2.5399 | 0 | 2.5399 | 16.5753 | 72.0089 | 0 | 7.5949 | 7.5949 | 0.90483 | 7.5949 | 0 | 0.3578 | 2.3058 | 0 | 7.4405
2025-01-19 11:00 | 0.62694 | 37.2381 | -8.2498 | 21.835 | 0.94172 | 2.9948 | 0.2005 | 0.2005 | 0.2005 | 1493.706 | 0 | 0 | 0 | 2.9948 | 0.21105 | 0.2005 | 0 | 0 | 2.8779 | 6.0061 | 2.7838 | 0 | 2.7838 | 19.0652 | 82.8259 | 0 | 4.6814 | 4.6814 | 0.55773 | 4.6814 | 0 | 0.22055 | 2.3959 | 0 | 9.001
2025-01-19 12:00 | 0.68641 | 37.1118 | 9.3752 | 22.1506 | 1.0422 | 3.3142 | 0.47609 | 0.47609 | 0.47609 | 696.1433 | 1.5334 | 0 | 0 | 3.3142 | 0.50114 | 0.47609 | 0 | 0 | 1.2797 | 6.0061 | 1.2797 | 0 | 1.2797 | 20.2098 | 87.7984 | 0 | 11.1169 | 11.1169 | 1.3244 | 11.1169 | 0 | 0.52369 | 2.6514 | 0 | 9.3204
2025-01-19 13:00 | 0.55738 | 33.22 | 25.883 | 30.5693 | 0.85279 | 2.712 | 0.62835 | 0.62835 | 0.62835 | 431.6092 | 1.1707 | 0 | 0 | 2.712 | 0.66142 | 0.62835 | 0 | 0 | 0.87993 | 6.0061 | 0.87993 | 0 | 0.87993 | 20.9968 | 91.2175 | 0 | 14.6724 | 14.6724 | 1.748 | 14.6724 | 0 | 0.69119 | 2.1696 | 0 | 8.7182
2025-01-19 14:00 | 0.48492 | 26.2548 | 39.9265 | 42.5101 | 0.79496 | 2.5281 | 0.63941 | 0.63941 | 0.63941 | 395.379 | 1.2217 | 0 | 0 | 2.5281 | 0.67306 | 0.63941 | 0 | 0 | 0.63336 | 6.0061 | 0.63336 | 0 | 0.63336 | 21.5633 | 93.6785 | 0 | 14.9307 | 14.9307 | 1.7788 | 14.9307 | 0 | 0.70335 | 2.0225 | 0 | 8.5342
2025-01-19 15:00 | 0.23617 | 17.1026 | 51.3815 | 55.7319 | 0.37319 | 1.1868 | 0.48995 | 0.48995 | 0.48995 | 242.2269 | 0.21518 | 0 | 0 | 1.1868 | 0.51574 | 0.48995 | 0 | 0 | 0.45588 | 6.0061 | 0.45588 | 0 | 0.45588 | 21.9711 | 95.45 | 0 | 11.4407 | 11.4407 | 1.363 | 11.4407 | 0 | 0.53895 | 0.94944 | 0 | 7.1929
2025-01-19 16:00 | 0.10494 | 6.4954 | 60.7685 | 69.4758 | 0.28898 | 0.919 | 0.63878 | 0.63878 | 0.63878 | 143.8685 | 0 | 0 | 0 | 0.919 | 0.6724 | 0.63878 | 0 | 0 | 0.32813 | 6.0061 | 0.2466 | 0 | 0.2466 | 22.1916 | 96.4082 | 0 | 14.9159 | 14.9159 | 1.777 | 14.9159 | 0 | 0.70266 | 0.7352 | 0 | 6.9252
2025-01-19 17:00 | 0.00052085 | 0 | 68.7295 | 90 | 0 | 0 | 0.69187 | 0.69187 | 0.69187 | 0 | 0 | 0 | 0 | 0 | 0.72829 | 0.69187 | 0 | 0 | 0.29468 | 6.0061 | 0 | 0.72829 | -0.72829 | 21.3774 | 92.8708 | 0 | 16.1557 | 16.1557 | 1.9247 | 16.1557 | 0 | 0.76106 | 0 | 0 | 6.0061
2025-01-19 18:00 | 0 | 0 | 75.854 | 90 | 0 | 0 | 0.43667 | 0.43667 | 0.43667 | 0 | 0 | 5.5511e-17 | 0 | 0 | 0.45965 | 0.43667 | 0 | 0 | 1.0412 | 6.0061 | 0 | 0.45965 | -0.45965 | 20.8635 | 90.6382 | 0 | 10.1965 | 10.1965 | 1.2148 | 10.1965 | 0 | 0.48034 | 0 | 0 | 6.0061
2025-01-19 19:00 | 0 | 0 | 82.71 | 90 | 0 | 0 | 0.36185 | 0.36185 | 0.36185 | 0 | 0 | 0 | 0 | 0 | 0.3809 | 0.36185 | 0 | 0 | 1.3818 | 6.0061 | 0 | 0.3809 | -0.3809 | 20.4376 | 88.7881 | 0 | 8.4495 | 8.4495 | 1.0066 | 8.4495 | 0 | 0.39804 | 0 | 0 | 6.0061
2025-01-19 20:00 | 0 | 0 | 90.008 | 90 | 0 | 0 | 0.79329 | 0.79329 | 0.79329 | 0 | 0 | 1.1102e-16 | 0 | 0 | 0.83504 | 0.79329 | 0 | 0 | 1.6211 | 6.0061 | 0 | 0.83504 | -0.83504 | 19.504 | 84.7322 | 0 | 18.5238 | 18.5238 | 2.2069 | 18.5238 | 0 | 0.87262 | 0 | 0 | 6.0061
2025-01-19 21:00 | 0 | 0 | 99.0612 | 90 | 0 | 0 | 0.58933 | 0.58933 | 0.58933 | 0 | 0 | 0 | 0 | 0 | 0.62035 | 0.58933 | 0 | 0 | 2.2666 | 6.0061 | 0 | 0.62035 | -0.62035 | 18.8104 | 81.7191 | 0 | 13.7613 | 13.7613 | 1.6395 | 13.7613 | 0 | 0.64826 | 0 | 0 | 6.0061
2025-01-19 22:00 | 0 | 0 | 113.5524 | 90 | 0 | 0 | 0.80918 | 0.80918 | 0.80918 | 0 | 0 | 1.1102e-16 | 0 | 0 | 0.85177 | 0.80918 | 0 | 0 | 2.6488 | 6.0061 | 0 | 0.85177 | -0.85177 | 17.8581 | 77.582 | 0 | 18.8949 | 18.8949 | 2.2511 | 18.8949 | 0 | 0.8901 | 0 | 0 | 6.0061
2025-01-19 23:00 | 0 | 0 | 148.2897 | 90 | 0 | 0 | 0.46406 | 0.46406 | 0.46406 | 0 | 0 | 5.5511e-17 | 0 | 0 | 0.48848 | 0.46406 | 0 | 0 | 3.2408 | 6.0061 | 0 | 0.48848 | -0.48848 | 17.312 | 75.2093 | 0 | 10.8361 | 10.8361 | 1.291 | 10.8361 | 0 | 0.51047 | 0 | 0 | 6.0061
2025-01-20 | 0 | 0 | -145.4764 | 90 | 0 | 0 | 0.40218 | 0.40218 | 0.40218 | 0 | 0 | 5.5511e-17 | 0 | 0 | 0.42334 | 0.40218 | 0 | 0 | 3.4723 | 6.0061 | 0 | 0.42334 | -0.42334 | 16.8387 | 73.1531 | 0 | 9.3905 | 9.3905 | 1.1187 | 9.3905 | 0 | 0.44239 | 0 | 0 | 6.0061
2025-01-20 01:00 | 0 | 0 | -112.7952 | 90 | 0 | 0 | 0.34465 | 0.34465 | 0.34465 | 0 | 0 | 0 | 0 | 0 | 0.36279 | 0.34465 | 0 | 0 | 3.6862 | 6.0061 | 0 | 0.36279 | -0.36279 | 16.4331 | 71.391 | 0 | 8.0472 | 8.0472 | 0.95871 | 8.0472 | 0 | 0.37911 | 0 | 0 | 6.0061
2025-01-20 02:00 | 0 | 0 | -98.7296 | 90 | 0 | 0 | 0.42643 | 0.42643 | 0.42643 | 0 | 0 | 5.5511e-17 | 0 | 0 | 0.44887 | 0.42643 | 0 | 0 | 3.8737 | 6.0061 | 0 | 0.44887 | -0.44887 | 15.9312 | 69.2108 | 0 | 9.9567 | 9.9567 | 1.1862 | 9.9567 | 0 | 0.46907 | 0 | 0 | 6.0061
2025-01-20 03:00 | 0 | 0 | -89.7794 | 90 | 0 | 0 | 0.46612 | 0.46612 | 0.46612 | 0 | 0 | 5.5511e-17 | 0 | 0 | 0.49065 | 0.46612 | 0 | 0 | 4.16 | 6.0061 | 0 | 0.49065 | -0.49065 | 15.3826 | 66.8276 | 0 | 10.8835 | 10.8835 | 1.2966 | 10.8835 | 0 | 0.51273 | 0 | 0 | 6.0061
2025-01-20 04:00 | 0 | 0 | -82.4982 | 90 | 0 | 0 | 0.37061 | 0.37061 | 0.37061 | 0 | 0 | 5.5511e-17 | 0 | 0 | 0.39012 | 0.37061 | 0 | 0 | 4.4799 | 5.5233 | 0 | 0.39012 | -0.39012 | 14.9465 | 64.9327 | 0 | 8.6535 | 8.6535 | 1.031 | 8.6535 | 0 | 0.40768 | 0 | 0 | 5.5233
2025-01-20 05:00 | 0 | 0 | -75.622 | 90 | 0 | 0 | 0.27569 | 0.27569 | 0.27569 | 0 | 0 | 0 | 0 | 0 | 0.2902 | 0.27569 | 0 | 0 | 4.7015 | 5.1332 | 0 | 0.2902 | -0.2902 | 14.622 | 63.5232 | 0 | 6.4372 | 6.4372 | 0.7669 | 6.4372 | 0 | 0.30326 | 0 | 0 | 5.1332
2025-01-20 06:00 | 0.0018431 | 0 | -68.45 | 90 | 0 | 0 | 0.2814 | 0.2814 | 0.2814 | 0 | 0 | 5.5511e-17 | 0 | 0 | 0.29621 | 0.2814 | 0 | 0 | 4.8455 | 4.843 | 0 | 0.29621 | -0.29621 | 14.2909 | 62.0845 | 0 | 6.5704 | 6.5704 | 0.78277 | 6.5704 | 0 | 0.30954 | 0 | 0 | 4.843
2025-01-20 07:00 | 0.13008 | 7.2707 | -60.4118 | 68.6264 | 0.35598 | 1.1321 | 0.43006 | 0.43006 | 0.43006 | 263.2347 | 0 | 0 | 0 | 1.1321 | 0.45269 | 0.43006 | 0 | 0 | 5.0155 | 4.5468 | 0.67937 | 0 | 0.67937 | 14.8985 | 64.7243 | 0 | 10.0415 | 10.0415 | 1.1963 | 10.0415 | 0 | 0.47306 | 0.90565 | 0 | 5.6789
2025-01-20 08:00 | 0.30152 | 17.8265 | -50.9097 | 54.8802 | 0.53927 | 1.715 | 0.3015 | 0.3015 | 0.3015 | 568.8052 | 0 | 0 | 0 | 1.715 | 0.31737 | 0.3015 | 0 | 0 | 4.4404 | 5.0903 | 1.3976 | 0 | 1.3976 | 16.1486 | 70.1549 | 0 | 7.0399 | 7.0399 | 0.8387 | 7.0399 | 0 | 0.33165 | 1.372 | 0 | 6.8053
2025-01-20 09:00 | 0.40708 | 26.8928 | -39.2947 | 41.6753 | 0.61882 | 1.968 | 0.3974 | 0.3974 | 0.3974 | 495.2101 | 0 | 0 | 0 | 1.968 | 0.41831 | 0.3974 | 0 | 0 | 3.4831 | 6.0061 | 1.5496 | 0 | 1.5496 | 17.5346 | 76.1764 | 0 | 9.2789 | 9.2789 | 1.1055 | 9.2789 | 0 | 0.43714 | 1.5744 | 0 | 7.9741
2025-01-20 10:00 | 0.64096 | 33.7215 | -25.0568 | 29.8121 | 0.99074 | 3.1507 | 0.3811 | 0.3811 | 0.3811 | 826.7475 | 0.18589 | 0 | 0 | 3.1507 | 0.40115 | 0.3811 | 0 | 0 | 2.5637 | 6.0061 | 2.5637 | 0 | 2.5637 | 19.8276 | 86.1381 | 0 | 8.8983 | 8.8983 | 1.0601 | 8.8983 | 0 | 0.41921 | 2.5206 | 0 | 9.1569
2025-01-20 11:00 | 0.62214 | 37.4182 | -8.3759 | 21.6792 | 0.92941 | 2.9557 | 0.27952 | 0.27952 | 0.27952 | 1057.417 | 1.6618 | 0 | 0 | 2.9557 | 0.29423 | 0.27952 | 0 | 0 | 0.99967 | 6.0061 | 0.99967 | 0 | 0.99967 | 20.7217 | 90.0225 | 0 | 6.5265 | 6.5265 | 0.77755 | 6.5265 | 0 | 0.30747 | 2.3645 | 0 | 8.9618
2025-01-20 12:00 | 0.62155 | 37.3126 | 9.3168 | 21.9445 | 0.92934 | 2.9554 | 0.5715 | 0.5715 | 0.5715 | 517.1405 | 1.6343 | 0 | 0 | 2.9554 | 0.60158 | 0.5715 | 0 | 0 | 0.71954 | 6.0061 | 0.71954 | 0 | 0.71954 | 21.3653 | 92.8184 | 0 | 13.3449 | 13.3449 | 1.5899 | 13.3449 | 0 | 0.62865 | 2.3644 | 0 | 8.9616
2025-01-20 13:00 | 0.49924 | 33.426 | 25.891 | 30.3884 | 0.72761 | 2.3139 | 0.67066 | 0.67066 | 0.67066 | 345.0214 | 1.0901 | 0 | 0 | 2.3139 | 0.70596 | 0.67066 | 0 | 0 | 0.51791 | 6.0061 | 0.51791 | 0 | 0.51791 | 21.8285 | 94.8308 | 0 | 15.6604 | 15.6604 | 1.8657 | 15.6604 | 0 | 0.73773 | 1.8511 | 0 | 8.3201
2025-01-20 14:00 | 0.46537 | 26.4546 | 39.983 | 42.3622 | 0.75394 | 2.3977 | 0.57968 | 0.57968 | 0.57968 | 413.6194 | 1.4147 | 0 | 0 | 2.3977 | 0.61019 | 0.57968 | 0 | 0 | 0.37278 | 6.0061 | 0.37278 | 0 | 0.37278 | 22.162 | 96.2793 | 0 | 13.5359 | 13.5359 | 1.6126 | 13.5359 | 0 | 0.63765 | 1.9181 | 0 | 8.4038
2025-01-20 15:00 | 0.27558 | 17.2912 | 51.4686 | 55.6095 | 0.48273 | 1.5352 | 0.73119 | 0.73119 | 0.73119 | 209.952 | 0.49716 | 0 | 0 | 1.5352 | 0.76967 | 0.73119 | 0 | 0 | 0.26832 | 6.0061 | 0.26832 | 0 | 0.26832 | 22.4019 | 97.3219 | 0 | 17.0738 | 17.0738 | 2.0341 | 17.0738 | 0 | 0.80431 | 1.2281 | 0 | 7.5413
2025-01-20 16:00 | 0.10125 | 6.6719 | 60.8756 | 69.3738 | 0.25729 | 0.81823 | 0.8037 | 0.8037 | 0.8037 | 101.8076 | 0 | 0 | 0 | 0.81823 | 0.846 | 0.8037 | 0 | 0 | 0.19313 | 6.0061 | 0 | 0.027772 | -0.027772 | 22.3709 | 97.187 | 0 | 18.767 | 18.767 | 2.2358 | 18.767 | 0 | 0.88407 | 0.65458 | 0 | 6.8244
2025-01-20 17:00 | 0.00063001 | 0 | 68.8526 | 90 | 0 | 0 | 0.59799 | 0.59799 | 0.59799 | 0 | 0 | 1.1102e-16 | 0 | 0 | 0.62947 | 0.59799 | 0 | 0 | 0.30251 | 6.0061 | 0 | 0.62947 | -0.62947 | 21.6671 | 94.1296 | 0 | 13.9636 | 13.9636 | 1.6636 | 13.9636 | 0 | 0.65779 | 0 | 0 | 6.0061
2025-01-20 18:00 | 0 | 0 | 75.9939 | 90 | 0 | 0 | 0.72415 | 0.72415 | 0.72415 | 0 | 0 | 0 | 0 | 0 | 0.76227 | 0.72415 | 0 | 0 | 0.89978 | 6.0061 | 0 | 0.76227 | -0.76227 | 20.8149 | 90.4272 | 0 | 16.9095 | 16.9095 | 2.0145 | 16.9095 | 0 | 0.79657 | 0 | 0 | 6.0061
2025-01-20 19:00 | 0 | 0 | 82.8718 | 90 | 0 | 0 | 0.71071 | 0.71071 | 0.71071 | 0 | 0 | 1.1102e-16 | 0 | 0 | 0.74811 | 0.71071 | 0 | 0 | 1.5006 | 6.0061 | 0 | 0.74811 | -0.74811 | 19.9785 | 86.7935 | 0 | 16.5955 | 16.5955 | 1.9771 | 16.5955 | 0 | 0.78178 | 0 | 0 | 6.0061
2025-01-20 20:00 | 0 | 0 | 90.2019 | 90 | 0 | 0 | 0.41605 | 0.41605 | 0.41605 | 0 | 0 | 5.5511e-17 | 0 | 0 | 0.43795 | 0.41605 | 0 | 0 | 2.0177 | 6.0061 | 0 | 0.43795 | -0.43795 | 19.4888 | 84.6663 | 0 | 9.7151 | 9.7151 | 1.1574 | 9.7151 | 0 | 0.45766 | 0 | 0 | 6.0061
2025-01-20 21:00 | 0 | 0 | 99.3045 | 90 | 0 | 0 | 0.77658 | 0.77658 | 0.77658 | 0 | 0 | 1.1102e-16 | 0 | 0 | 0.81746 | 0.77658 | 0 | 0 | 2.2277 | 6.0061 | 0 | 0.81746 | -0.81746 | 18.5749 | 80.6958 | 0 | 18.1338 | 18.1338 | 2.1604 | 18.1338 | 0 | 0.85424 | 0 | 0 | 6.0061
2025-01-20 22:00 | 0 | 0 | 113.8596 | 90 | 0 | 0 | 0.61793 | 0.61793 | 0.61793 | 0 | 0 | 1.1102e-16 | 0 | 0 | 0.65045 | 0.61793 | 0 | 0 | 2.8133 | 6.0061 | 0 | 0.65045 | -0.65045 | 17.8477 | 77.5365 | 0 | 14.4291 | 14.4291 | 1.719 | 14.4291 | 0 | 0.67973 | 0 | 0 | 6.0061
2025-01-20 23:00 | 0 | 0 | 148.4041 | 90 | 0 | 0 | 0.79517 | 0.79517 | 0.79517 | 0 | 0 | 1.1102e-16 | 0 | 0 | 0.83703 | 0.79517 | 0 | 0 | 3.206 | 6.0061 | 0 | 0.83703 | -0.83703 | 16.9118 | 73.471 | 0 | 18.5679 | 18.5679 | 2.2121 | 18.5679 | 0 | 0.87469 | 0 | 0 | 6.0061
2025-01-21 | 0 | 0 | -146.1951 | 90 | 0 | 0 | 0.2115 | 0.2115 | 0.2115 | 0 | 0 | 2.7756e-17 | 0 | 0 | 0.22263 | 0.2115 | 0 | 0 | 3.7729 | 6.0061 | 0 | 0.22263 | -0.22263 | 16.6629 | 72.3896 | 0 | 4.9384 | 4.9384 | 0.58834 | 4.9384 | 0 | 0.23265 | 0 | 0 | 6.0061
2025-01-21 01:00 | 0 | 0 | -113.315 | 90 | 0 | 0 | 0.29723 | 0.29723 | 0.29723 | 0 | 0 | 5.5511e-17 | 0 | 0 | 0.31287 | 0.29723 | 0 | 0 | 3.763 | 6.0061 | 0 | 0.31287 | -0.31287 | 16.3131 | 70.8699 | 0 | 6.94 | 6.94 | 0.82681 | 6.94 | 0 | 0.32695 | 0 | 0 | 6.0061
2025-01-21 02:00 | 0 | 0 | -99.0902 | 90 | 0 | 0 | 0.25736 | 0.25736 | 0.25736 | 0 | 0 | 5.5511e-17 | 0 | 0 | 0.2709 | 0.25736 | 0 | 0 | 3.9176 | 6.0061 | 0 | 0.2709 | -0.2709 | 16.0102 | 69.5541 | 0 | 6.0091 | 6.0091 | 0.71591 | 6.0091 | 0 | 0.2831 | 0 | 0 | 6.0061
2025-01-21 03:00 | 0 | 0 | -90.061 | 90 | 0 | 0 | 0.29567 | 0.29567 | 0.29567 | 0 | 0 | 5.5511e-17 | 0 | 0 | 0.31124 | 0.29567 | 0 | 0 | 4.0571 | 6.0061 | 0 | 0.31124 | -0.31124 | 15.6623 | 68.0424 | 0 | 6.9037 | 6.9037 | 0.82249 | 6.9037 | 0 | 0.32524 | 0 | 0 | 6.0061
2025-01-21 04:00 | 0 | 0 | -82.7383 | 90 | 0 | 0 | 0.29886 | 0.29886 | 0.29886 | 0 | 0 | 0 | 0 | 0 | 0.31459 | 0.29886 | 0 | 0 | 4.2492 | 5.7734 | 0 | 0.31459 | -0.31459 | 15.3105 | 66.5144 | 0 | 6.9781 | 6.9781 | 0.83134 | 6.9781 | 0 | 0.32874 | 0 | 0 | 5.7734
2025-01-21 05:00 | 0 | 0 | -75.8398 | 90 | 0 | 0 | 0.20614 | 0.20614 | 0.20614 | 0 | 0 | 2.7756e-17 | 0 | 0 | 0.21699 | 0.20614 | 0 | 0 | 4.4453 | 5.4589 | 0 | 0.21699 | -0.21699 | 15.0679 | 65.4604 | 0 | 4.8133 | 4.8133 | 0.57343 | 4.8133 | 0 | 0.22676 | 0 | 0 | 5.4589
2025-01-21 06:00 | 0.0015565 | 0 | -68.657 | 90 | 0 | 0 | 0.23677 | 0.23677 | 0.23677 | 0 | 0 | 2.7756e-17 | 0 | 0 | 0.24923 | 0.23677 | 0 | 0 | 4.5537 | 5.2419 | 0 | 0.24923 | -0.24923 | 14.7893 | 64.2499 | 0 | 5.5284 | 5.5284 | 0.65863 | 5.5284 | 0 | 0.26045 | 0 | 0 | 5.2419
2025-01-21 07:00 | 0.081234 | 7.3336 | -60.6148 | 68.6702 | 0.12959 | 0.41213 | 0.24602 | 0.24602 | 0.24602 | 167.5187 | 0 | 0 | 0 | 0.41213 | 0.25897 | 0.24602 | 0 | 0 | 4.706 | 4.9926 | 0.15316 | 0 | 0.15316 | 14.9263 | 64.845 | 0 | 5.7444 | 5.7444 | 0.68436 | 5.7444 | 0 | 0.27062 | 0.32971 | 0 | 5.4048
2025-01-21 08:00 | 0.198 | 17.9146 | -51.1112 | 54.8992 | 0.25236 | 0.80255 | 0.23574 | 0.23574 | 0.23574 | 340.4352 | 0 | 0 | 0 | 0.80255 | 0.24815 | 0.23574 | 0 | 0 | 4.5264 | 5.1152 | 0.5544 | 0 | 0.5544 | 15.4222 | 66.9993 | 0 | 5.5044 | 5.5044 | 0.65577 | 5.5044 | 0 | 0.25932 | 0.64204 | 0 | 5.9177
2025-01-21 09:00 | 0.40194 | 27.0121 | -39.4899 | 41.6591 | 0.60315 | 1.9181 | 0.45889 | 0.45889 | 0.45889 | 417.9915 | 0 | 0 | 0 | 1.9181 | 0.48304 | 0.45889 | 0 | 0 | 4.1171 | 5.5587 | 1.4351 | 0 | 1.4351 | 16.7057 | 72.5756 | 0 | 10.7147 | 10.7147 | 1.2765 | 10.7147 | 0 | 0.50478 | 1.5345 | 0 | 7.4768
2025-01-21 10:00 | 0.60328 | 33.8756 | -25.2302 | 29.739 | 0.92611 | 2.9452 | 0.22323 | 0.22323 | 0.22323 | 1319.324 | 0 | 0 | 0 | 2.9452 | 0.23498 | 0.22323 | 0 | 0 | 3.1507 | 6.0061 | 2.7102 | 0 | 2.7102 | 19.1298 | 83.1066 | 0 | 5.2123 | 5.2123 | 0.62098 | 5.2123 | 0 | 0.24556 | 2.3561 | 0 | 8.9513
2025-01-21 11:00 | 0.64549 | 37.6045 | -8.5008 | 21.5178 | 0.96778 | 3.0777 | 0.35317 | 0.35317 | 0.35317 | 871.4666 | 1.295 | 0 | 0 | 3.0777 | 0.37175 | 0.35317 | 0 | 0 | 1.411 | 6.0061 | 1.411 | 0 | 1.411 | 20.3918 | 88.5892 | 0 | 8.2461 | 8.2461 | 0.98241 | 8.2461 | 0 | 0.38848 | 2.4622 | 0 | 9.0839
2025-01-21 12:00 | 0.41453 | 37.519 | 9.2619 | 21.7336 | 0.49522 | 1.5749 | 0.60939 | 0.60939 | 0.60939 | 258.4365 | 0.11051 | 0 | 0 | 1.5749 | 0.64146 | 0.60939 | 0 | 0 | 0.8229 | 6.0061 | 0.8229 | 0 | 0.8229 | 21.1278 | 91.7867 | 0 | 14.2296 | 14.2296 | 1.6953 | 14.2296 | 0 | 0.67032 | 1.2599 | 0 | 7.581
2025-01-21 13:00 | 0.53873 | 33.6367 | 25.9044 | 30.2057 | 0.8073 | 2.5674 | 0.65481 | 0.65481 | 0.65481 | 392.0774 | 1.2858 | 0 | 0 | 2.5674 | 0.68927 | 0.65481 | 0 | 0 | 0.59231 | 6.0061 | 0.59231 | 0 | 0.59231 | 21.6576 | 94.0882 | 0 | 15.2902 | 15.2902 | 1.8216 | 15.2902 | 0 | 0.72029 | 2.0539 | 0 | 8.5735
2025-01-21 14:00 | 0.36192 | 26.658 | 40.0457 | 42.2142 | 0.51214 | 1.6287 | 0.61468 | 0.61468 | 0.61468 | 264.9673 | 0.55533 | 0 | 0 | 1.6287 | 0.64703 | 0.61468 | 0 | 0 | 0.42633 | 6.0061 | 0.42633 | 0 | 0.42633 | 22.0389 | 95.7448 | 0 | 14.3531 | 14.3531 | 1.71 | 14.3531 | 0 | 0.67614 | 1.303 | 0 | 7.6348
2025-01-21 15:00 | 0.18648 | 17.4824 | 51.562 | 55.4879 | 0.23166 | 0.73673 | 0.60037 | 0.60037 | 0.60037 | 122.7117 | 0 | 0 | 0 | 0.73673 | 0.63197 | 0.60037 | 0 | 0 | 0.30686 | 6.0061 | 0.10476 | 0 | 0.10476 | 22.1326 | 96.1519 | 0 | 14.0191 | 14.0191 | 1.6702 | 14.0191 | 0 | 0.66041 | 0.58938 | 0 | 6.7429
2025-01-21 16:00 | 0.10178 | 6.8504 | 60.989 | 69.2733 | 0.24789 | 0.78832 | 0.63411 | 0.63411 | 0.63411 | 124.3185 | 0 | 0 | 0 | 0.78832 | 0.66748 | 0.63411 | 0 | 0 | 0.3659 | 6.0061 | 0.12083 | 0 | 0.12083 | 22.2407 | 96.6214 | 0 | 14.8069 | 14.8069 | 1.764 | 14.8069 | 0 | 0.69752 | 0.63065 | 0 | 6.7945
2025-01-21 17:00 | 0.0012463 | 0 | 68.9819 | 90 | 0 | 0 | 0.57236 | 0.57236 | 0.57236 | 0 | 0 | 0 | 0 | 0 | 0.60248 | 0.57236 | 0 | 0 | 0.35083 | 6.0061 | 0 | 0.60248 | -0.60248 | 21.5671 | 93.6951 | 0 | 13.3649 | 13.3649 | 1.5922 | 13.3649 | 0 | 0.62959 | 0 | 0 | 6.0061
2025-01-21 18:00 | 0 | 0 | 76.1403 | 90 | 0 | 0 | 0.52298 | 0.52298 | 0.52298 | 0 | 0 | 1.1102e-16 | 0 | 0 | 0.5505 | 0.52298 | 0 | 0 | 0.9375 | 6.0061 | 0 | 0.5505 | -0.5505 | 20.9516 | 91.0212 | 0 | 12.2119 | 12.2119 | 1.4549 | 12.2119 | 0 | 0.57527 | 0 | 0 | 6.0061
2025-01-21 19:00 | 0 | 0 | 83.0405 | 90 | 0 | 0 | 0.49723 | 0.49723 | 0.49723 | 0 | 0 | 1.1102e-16 | 0 | 0 | 0.5234 | 0.49723 | 0 | 0 | 1.3585 | 6.0061 | 0 | 0.5234 | -0.5234 | 20.3665 | 88.479 | 0 | 11.6106 | 11.6106 | 1.3832 | 11.6106 | 0 | 0.54695 | 0 | 0 | 6.0061
2025-01-21 20:00 | 0 | 0 | 90.4036 | 90 | 0 | 0 | 0.69637 | 0.69637 | 0.69637 | 0 | 0 | 1.1102e-16 | 0 | 0 | 0.73302 | 0.69637 | 0 | 0 | 1.7111 | 6.0061 | 0 | 0.73302 | -0.73302 | 19.5469 | 84.9186 | 0 | 16.2606 | 16.2606 | 1.9372 | 16.2606 | 0 | 0.766 | 0 | 0 | 6.0061
2025-01-21 21:00 | 0 | 0 | 99.5572 | 90 | 0 | 0 | 0.54964 | 0.54964 | 0.54964 | 0 | 0 | 1.1102e-16 | 0 | 0 | 0.57856 | 0.54964 | 0 | 0 | 2.2367 | 6.0061 | 0 | 0.57856 | -0.57856 | 18.9001 | 82.1085 | 0 | 12.8344 | 12.8344 | 1.529 | 12.8344 | 0 | 0.6046 | 0 | 0 | 6.0061
2025-01-21 22:00 | 0 | 0 | 114.1786 | 90 | 0 | 0 | 0.40154 | 0.40154 | 0.40154 | 0 | 0 | 5.5511e-17 | 0 | 0 | 0.42267 | 0.40154 | 0 | 0 | 2.5848 | 6.0061 | 0 | 0.42267 | -0.42267 | 18.4275 | 80.0555 | 0 | 9.3761 | 9.3761 | 1.117 | 9.3761 | 0 | 0.44169 | 0 | 0 | 6.0061
2025-01-21 23:00 | 0 | 0 | 148.5364 | 90 | 0 | 0 | 0.24243 | 0.24243 | 0.24243 | 0 | 0 | 2.7756e-17 | 0 | 0 | 0.25519 | 0.24243 | 0 | 0 | 2.7999 | 6.0061 | 0 | 0.25519 | -0.25519 | 18.1422 | 78.816 | 0 | 5.661 | 5.661 | 0.67443 | 5.661 | 0 | 0.26668 | 0 | 0 | 6.0061
2025-01-22 | 0 | 0 | -146.904 | 90 | 0 | 0 | 0.2511 | 0.2511 | 0.2511 | 0 | 0 | 5.5511e-17 | 0 | 0 | 0.26432 | 0.2511 | 0 | 0 | 2.8918 | 6.0061 | 0 | 0.26432 | -0.26432 | 17.8467 | 77.5322 | 0 | 5.863 | 5.863 | 0.6985 | 5.863 | 0 | 0.27621 | 0 | 0 | 6.0061
2025-01-22 01:00 | 0 | 0 | -113.8421 | 90 | 0 | 0 | 0.26471 | 0.26471 | 0.26471 | 0 | 0 | 5.5511e-17 | 0 | 0 | 0.27864 | 0.26471 | 0 | 0 | 3.0295 | 6.0061 | 0 | 0.27864 | -0.27864 | 17.5351 | 76.1788 | 0 | 6.1808 | 6.1808 | 0.73635 | 6.1808 | 0 | 0.29118 | 0 | 0 | 6.0061
2025-01-22 02:00 | 0 | 0 | -99.4579 | 90 | 0 | 0 | 0.35815 | 0.35815 | 0.35815 | 0 | 0 | 0 | 0 | 0 | 0.377 | 0.35815 | 0 | 0 | 3.1952 | 6.0061 | 0 | 0.377 | -0.377 | 17.1136 | 74.3477 | 0 | 8.3624 | 8.3624 | 0.99626 | 8.3624 | 0 | 0.39396 | 0 | 0 | 6.0061
2025-01-22 03:00 | 0 | 0 | -90.3485 | 90 | 0 | 0 | 0.36029 | 0.36029 | 0.36029 | 0 | 0 | 5.5511e-17 | 0 | 0 | 0.37926 | 0.36029 | 0 | 0 | 3.4535 | 6.0061 | 0 | 0.37926 | -0.37926 | 16.6896 | 72.5056 | 0 | 8.4125 | 8.4125 | 1.0022 | 8.4125 | 0 | 0.39632 | 0 | 0 | 6.0061
2025-01-22 04:00 | 0 | 0 | -82.9833 | 90 | 0 | 0 | 0.40404 | 0.40404 | 0.40404 | 0 | 0 | 5.5511e-17 | 0 | 0 | 0.4253 | 0.40404 | 0 | 0 | 3.7005 | 6.0061 | 0 | 0.4253 | -0.4253 | 16.2141 | 70.4398 | 0 | 9.434 | 9.434 | 1.1239 | 9.434 | 0 | 0.44444 | 0 | 0 | 6.0061
2025-01-22 05:00 | 0 | 0 | -76.0619 | 90 | 0 | 0 | 0.35338 | 0.35338 | 0.35338 | 0 | 0 | 5.5511e-17 | 0 | 0 | 0.37198 | 0.35338 | 0 | 0 | 3.9827 | 6.0061 | 0 | 0.37198 | -0.37198 | 15.7982 | 68.6331 | 0 | 8.2511 | 8.2511 | 0.98301 | 8.2511 | 0 | 0.38872 | 0 | 0 | 6.0061
2025-01-22 06:00 | 0.0021502 | 0 | -68.8679 | 90 | 0 | 0 | 0.31451 | 0.31451 | 0.31451 | 0 | 0 | 5.5511e-17 | 0 | 0 | 0.33107 | 0.31451 | 0 | 0 | 4.2073 | 5.8951 | 0 | 0.33107 | -0.33107 | 15.4281 | 67.025 | 0 | 7.3436 | 7.3436 | 0.87489 | 7.3436 | 0 | 0.34597 | 0 | 0 | 5.8951
2025-01-22 07:00 | 0.10276 | 7.4018 | -60.8213 | 68.7112 | 0.22088 | 0.70243 | 0.24957 | 0.24957 | 0.24957 | 281.4509 | 0 | 0 | 0 | 0.70243 | 0.26271 | 0.24957 | 0 | 0 | 4.3991 | 5.564 | 0.43972 | 0 | 0.43972 | 15.8214 | 68.7336 | 0 | 5.8273 | 5.8273 | 0.69425 | 5.8273 | 0 | 0.27453 | 0.56194 | 0 | 6.2664
2025-01-22 08:00 | 0.19989 | 18.0084 | -51.3155 | 54.915 | 0.25505 | 0.81112 | 0.31585 | 0.31585 | 0.31585 | 256.8036 | 0 | 0 | 0 | 0.81112 | 0.33247 | 0.31585 | 0 | 0 | 3.9865 | 5.9158 | 0.47864 | 0 | 0.47864 | 16.2495 | 70.5935 | 0 | 7.3749 | 7.3749 | 0.87861 | 7.3749 | 0 | 0.34744 | 0.64889 | 0 | 6.7269
2025-01-22 09:00 | 0.21648 | 27.1372 | -39.6874 | 41.6393 | 0.22158 | 0.70466 | 0.36571 | 0.36571 | 0.36571 | 192.6849 | 0 | 0 | 0 | 0.70466 | 0.38495 | 0.36571 | 0 | 0 | 3.6549 | 6.0061 | 0.31971 | 0 | 0.31971 | 16.5355 | 71.8358 | 0 | 8.5389 | 8.5389 | 1.0173 | 8.5389 | 0 | 0.40228 | 0.56373 | 0 | 6.7108
2025-01-22 10:00 | 0.4644 | 34.0359 | -25.4045 | 29.6614 | 0.63897 | 2.032 | 0.25327 | 0.25327 | 0.25327 | 802.3184 | 0 | 0 | 0 | 2.032 | 0.2666 | 0.25327 | 0 | 0 | 3.4897 | 6.0061 | 1.7654 | 0 | 1.7654 | 18.1145 | 78.6958 | 0 | 5.9137 | 5.9137 | 0.70453 | 5.9137 | 0 | 0.2786 | 1.6256 | 0 | 8.0382
2025-01-22 11:00 | 0.52403 | 37.7969 | -8.6246 | 21.3507 | 0.72179 | 2.2954 | 0.39786 | 0.39786 | 0.39786 | 576.945 | 0 | 0 | 0 | 2.2954 | 0.4188 | 0.39786 | 0 | 0 | 2.2905 | 6.0061 | 1.8766 | 0 | 1.8766 | 19.793 | 85.9878 | 0 | 9.2896 | 9.2896 | 1.1067 | 9.2896 | 0 | 0.43764 | 1.8363 | 0 | 8.3016
2025-01-22 12:00 | 0.45797 | 37.731 | 9.2107 | 21.5179 | 0.5806 | 1.8464 | 0.81798 | 0.81798 | 0.81798 | 225.7257 | 0 | 0 | 0 | 1.8464 | 0.86103 | 0.81798 | 0 | 0 | 1.1915 | 6.0061 | 0.98536 | 0 | 0.98536 | 20.6743 | 89.8166 | 0 | 19.1004 | 19.1004 | 2.2756 | 19.1004 | 0 | 0.89978 | 1.4771 | 0 | 7.8525
2025-01-22 13:00 | 0.38888 | 33.852 | 25.9233 | 30.0214 | 0.47724 | 1.5177 | 0.55814 | 0.55814 | 0.55814 | 271.9236 | 0.10565 | 0 | 0 | 1.5177 | 0.58752 | 0.55814 | 0 | 0 | 0.82455 | 6.0061 | 0.82455 | 0 | 0.82455 | 21.4118 | 93.0206 | 0 | 13.033 | 13.033 | 1.5527 | 13.033 | 0 | 0.61396 | 1.2142 | 0 | 7.5239
2025-01-22 14:00 | 0.39339 | 26.8649 | 40.1146 | 42.0663 | 0.58388 | 1.8568 | 0.7048 | 0.7048 | 0.7048 | 263.4561 | 0.61161 | 0 | 0 | 1.8568 | 0.74189 | 0.7048 | 0 | 0 | 0.50333 | 6.0061 | 0.50333 | 0 | 0.50333 | 21.862 | 94.9763 | 0 | 16.4575 | 16.4575 | 1.9607 | 16.4575 | 0 | 0.77527 | 1.4855 | 0 | 7.863
2025-01-22 15:00 | 0.26322 | 17.6762 | 51.6618 | 55.3675 | 0.43484 | 1.3829 | 0.49863 | 0.49863 | 0.49863 | 277.3332 | 0.49571 | 0 | 0 | 1.3829 | 0.52488 | 0.49863 | 0 | 0 | 0.36229 | 6.0061 | 0.36229 | 0 | 0.36229 | 22.1861 | 96.3841 | 0 | 11.6434 | 11.6434 | 1.3872 | 11.6434 | 0 | 0.5485 | 1.1063 | 0 | 7.389
2025-01-22 16:00 | 0.071306 | 7.0306 | 61.1086 | 69.1745 | 0.10251 | 0.326 | 0.55742 | 0.55742 | 0.55742 | 58.4836 | 0 | 1.1102e-16 | 0 | 0.326 | 0.58676 | 0.55742 | 0 | 0 | 0.26077 | 6.0061 | 0 | 0.26076 | -0.26076 | 21.8945 | 95.1175 | 0 | 13.0162 | 13.0162 | 1.5507 | 13.0162 | 0 | 0.61316 | 0.2608 | 0 | 6.3322
2025-01-22 17:00 | 0.0012222 | 0 | 69.1175 | 90 | 0 | 0 | 0.62235 | 0.62235 | 0.62235 | 0 | 0 | 1.1102e-16 | 0 | 0 | 0.65511 | 0.62235 | 0 | 0 | 0.60871 | 6.0061 | 0 | 0.65511 | -0.65511 | 21.1621 | 91.9356 | 0 | 14.5324 | 14.5324 | 1.7313 | 14.5324 | 0 | 0.68459 | 0 | 0 | 6.0061
2025-01-22 18:00 | 0 | 0 | 76.293 | 90 | 0 | 0 | 0.68383 | 0.68383 | 0.68383 | 0 | 0 | 1.1102e-16 | 0 | 0 | 0.71983 | 0.68383 | 0 | 0 | 1.2059 | 6.0061 | 0 | 0.71983 | -0.71983 | 20.3573 | 88.4393 | 0 | 15.968 | 15.968 | 1.9024 | 15.968 | 0 | 0.75222 | 0 | 0 | 6.0061
2025-01-22 19:00 | 0 | 0 | 83.2161 | 90 | 0 | 0 | 0.85521 | 0.85521 | 0.85521 | 0 | 0 | 0 | 0 | 0 | 0.90022 | 0.85521 | 0 | 0 | 1.7547 | 6.0061 | 0 | 0.90022 | -0.90022 | 19.3508 | 84.0668 | 0 | 19.9696 | 19.9696 | 2.3791 | 19.9696 | 0 | 0.94073 | 0 | 0 | 6.0061
2025-01-22 20:00 | 0 | 0 | 90.6129 | 90 | 0 | 0 | 0.51811 | 0.51811 | 0.51811 | 0 | 0 | 0 | 0 | 0 | 0.54538 | 0.51811 | 0 | 0 | 2.4086 | 6.0061 | 0 | 0.54538 | -0.54538 | 18.7411 | 81.4178 | 0 | 12.0983 | 12.0983 | 1.4413 | 12.0983 | 0 | 0.56992 | 0 | 0 | 6.0061
2025-01-22 21:00 | 0 | 0 | 99.819 | 90 | 0 | 0 | 0.78842 | 0.78842 | 0.78842 | 0 | 0 | 1.1102e-16 | 0 | 0 | 0.82991 | 0.78842 | 0 | 0 | 2.6917 | 6.0061 | 0 | 0.82991 | -0.82991 | 17.8132 | 77.3868 | 0 | 18.41 | 18.41 | 2.1933 | 18.41 | 0 | 0.86726 | 0 | 0 | 6.0061
2025-01-22 22:00 | 0 | 0 | 114.5091 | 90 | 0 | 0 | 0.59445 | 0.59445 | 0.59445 | 0 | 0 | 0 | 0 | 0 | 0.62574 | 0.59445 | 0 | 0 | 3.2617 | 6.0061 | 0 | 0.62574 | -0.62574 | 17.1136 | 74.3476 | 0 | 13.8808 | 13.8808 | 1.6537 | 13.8808 | 0 | 0.6539 | 0 | 0 | 6.0061
2025-01-22 23:00 | 0 | 0 | 148.6858 | 90 | 0 | 0 | 0.6667 | 0.6667 | 0.6667 | 0 | 0 | 0 | 0 | 0 | 0.70179 | 0.6667 | 0 | 0 | 3.6186 | 6.0061 | 0 | 0.70179 | -0.70179 | 16.329 | 70.9389 | 0 | 15.568 | 15.568 | 1.8547 | 15.568 | 0 | 0.73337 | 0 | 0 | 6.0061
2025-01-23 | 0 | 0 | -147.6018 | 90 | 0 | 0 | 0.27171 | 0.27171 | 0.27171 | 0 | 0 | 5.5511e-17 | 0 | 0 | 0.28601 | 0.27171 | 0 | 0 | 4.0621 | 6.0061 | 0 | 0.28601 | -0.28601 | 16.0092 | 69.5497 | 0 | 6.3441 | 6.3441 | 0.75582 | 6.3441 | 0 | 0.29888 | 0 | 0 | 6.0061
2025-01-23 01:00 | 0 | 0 | -114.3759 | 90 | 0 | 0 | 0.3065 | 0.3065 | 0.3065 | 0 | 0 | 5.5511e-17 | 0 | 0 | 0.32264 | 0.3065 | 0 | 0 | 4.1289 | 6.0061 | 0 | 0.32264 | -0.32264 | 15.6485 | 67.9826 | 0 | 7.1566 | 7.1566 | 0.85261 | 7.1566 | 0 | 0.33715 | 0 | 0 | 6.0061
2025-01-23 02:00 | 0 | 0 | -99.8323 | 90 | 0 | 0 | 0.31902 | 0.31902 | 0.31902 | 0 | 0 | 5.5511e-17 | 0 | 0 | 0.33581 | 0.31902 | 0 | 0 | 4.2912 | 5.7611 | 0 | 0.33581 | -0.33581 | 15.2731 | 66.3516 | 0 | 7.4488 | 7.4488 | 0.88742 | 7.4488 | 0 | 0.35092 | 0 | 0 | 5.7611
2025-01-23 03:00 | 0 | 0 | -90.6417 | 90 | 0 | 0 | 0.24176 | 0.24176 | 0.24176 | 0 | 0 | 0 | 0 | 0 | 0.25448 | 0.24176 | 0 | 0 | 4.4869 | 5.4253 | 0 | 0.25448 | -0.25448 | 14.9885 | 65.1155 | 0 | 5.6449 | 5.6449 | 0.67251 | 5.6449 | 0 | 0.26594 | 0 | 0 | 5.4253
2025-01-23 04:00 | 0 | 0 | -83.2331 | 90 | 0 | 0 | 0.26925 | 0.26925 | 0.26925 | 0 | 0 | 5.5511e-17 | 0 | 0 | 0.28342 | 0.26925 | 0 | 0 | 4.6173 | 5.1708 | 0 | 0.28342 | -0.28342 | 14.6717 | 63.7389 | 0 | 6.2866 | 6.2866 | 0.74897 | 6.2866 | 0 | 0.29617 | 0 | 0 | 5.1708
2025-01-23 05:00 | 0 | 0 | -76.2883 | 90 | 0 | 0 | 0.34662 | 0.34662 | 0.34662 | 0 | 0 | 0 | 0 | 0 | 0.36486 | 0.34662 | 0 | 0 | 4.7893 | 4.8874 | 0 | 0.36486 | -0.36486 | 14.2637 | 61.9667 | 0 | 8.0932 | 8.0932 | 0.96419 | 8.0932 | 0 | 0.38128 | 0 | 0 | 4.8874
2025-01-23 06:00 | 0.001848 | 0 | -69.0826 | 90 | 0 | 0 | 0.25932 | 0.25932 | 0.25932 | 0 | 0 | 5.5511e-17 | 0 | 0 | 0.27297 | 0.25932 | 0 | 0 | 5.0369 | 4.5226 | 0 | 0.27297 | -0.27297 | 13.9586 | 60.6409 | 0 | 6.0549 | 6.0549 | 0.72136 | 6.0549 | 0 | 0.28525 | 0 | 0 | 4.5226
2025-01-23 07:00 | 0.12142 | 7.4755 | -61.0312 | 68.7493 | 0.30409 | 0.96706 | 0.23365 | 0.23365 | 0.23365 | 413.885 | 0 | 0 | 0 | 0.96706 | 0.24595 | 0.23365 | 0 | 0 | 5.143 | 4.2496 | 0.72111 | 0 | 0.72111 | 14.6035 | 63.4429 | 0 | 5.4556 | 5.4556 | 0.64996 | 5.4556 | 0 | 0.25702 | 0.77365 | 0 | 5.2167
2025-01-23 08:00 | 0.37209 | 18.1078 | -51.5228 | 54.9276 | 0.67746 | 2.1544 | 0.37605 | 0.37605 | 0.37605 | 572.9104 | 0 | 0 | 0 | 2.1544 | 0.39584 | 0.37605 | 0 | 0 | 4.5911 | 4.8265 | 1.7586 | 0 | 1.7586 | 16.1765 | 70.2762 | 0 | 8.7804 | 8.7804 | 1.0461 | 8.7804 | 0 | 0.41365 | 1.7235 | 0 | 6.9809
2025-01-23 09:00 | 0.54369 | 27.2683 | -39.8871 | 41.6158 | 0.87711 | 2.7893 | 0.072413 | 0.072413 | 0.072413 | 3851.977 | 0 | 0 | 0 | 2.7893 | 0.076225 | 0.072413 | 0 | 0 | 3.3824 | 6.0061 | 2.7131 | 0 | 2.7131 | 18.6032 | 80.8186 | 0 | 1.6908 | 1.6908 | 0.20143 | 1.6908 | 0 | 0.079655 | 2.2315 | 0 | 8.7955
2025-01-23 10:00 | 0.6826 | 34.2023 | -25.5797 | 29.5795 | 1.0473 | 3.3307 | 0.14999 | 0.14999 | 0.14999 | 2220.598 | 1.4968 | 0 | 0 | 3.3307 | 0.15788 | 0.14999 | 0 | 0 | 1.676 | 6.0061 | 1.676 | 0 | 1.676 | 20.1022 | 87.331 | 0 | 3.5021 | 3.5021 | 0.41723 | 3.5021 | 0 | 0.16499 | 2.6645 | 0 | 9.3368
2025-01-23 11:00 | 0.70397 | 37.9953 | -8.7471 | 21.1782 | 1.0555 | 3.3568 | 0.30556 | 0.30556 | 0.30556 | 1098.559 | 2.1215 | 0 | 0 | 3.3568 | 0.32165 | 0.30556 | 0 | 0 | 0.91363 | 6.0061 | 0.91363 | 0 | 0.91363 | 20.9194 | 90.8811 | 0 | 7.1347 | 7.1347 | 0.85 | 7.1347 | 0 | 0.33612 | 2.6854 | 0 | 9.363
2025-01-23 12:00 | 0.63088 | 37.9486 | 9.1632 | 21.2976 | 0.93479 | 2.9728 | 0.56184 | 0.56184 | 0.56184 | 529.1124 | 1.7238 | 0 | 0 | 2.9728 | 0.59141 | 0.56184 | 0 | 0 | 0.65761 | 6.0061 | 0.65761 | 0 | 0.65761 | 21.5076 | 93.4364 | 0 | 13.1195 | 13.1195 | 1.563 | 13.1195 | 0 | 0.61803 | 2.3782 | 0 | 8.9789
2025-01-23 13:00 | 0.59956 | 34.0718 | 25.9476 | 29.8354 | 0.91388 | 2.9063 | 0.51935 | 0.51935 | 0.51935 | 559.5951 | 1.8863 | 0 | 0 | 2.9063 | 0.54669 | 0.51935 | 0 | 0 | 0.47334 | 6.0061 | 0.47334 | 0 | 0.47334 | 21.9309 | 95.2757 | 0 | 12.1273 | 12.1273 | 1.4448 | 12.1273 | 0 | 0.57129 | 2.325 | 0 | 8.9124
2025-01-23 14:00 | 0.5141 | 27.0752 | 40.1897 | 41.9186 | 0.82884 | 2.6359 | 0.7685 | 0.7685 | 0.7685 | 342.9885 | 1.4862 | 0 | 0 | 2.6359 | 0.80895 | 0.7685 | 0 | 0 | 0.3407 | 6.0061 | 0.3407 | 0 | 0.3407 | 22.2357 | 96.5995 | 0 | 17.945 | 17.945 | 2.1379 | 17.945 | 0 | 0.84535 | 2.1087 | 0 | 8.642
2025-01-23 15:00 | 0.35144 | 17.8724 | 51.768 | 55.2481 | 0.6411 | 2.0388 | 0.84521 | 0.84521 | 0.84521 | 241.2199 | 0.90389 | 0 | 0 | 2.0388 | 0.88969 | 0.84521 | 0 | 0 | 0.24523 | 6.0061 | 0.24523 | 0 | 0.24523 | 22.455 | 97.5524 | 0 | 19.7361 | 19.7361 | 2.3513 | 19.7361 | 0 | 0.92973 | 1.631 | 0 | 8.045
2025-01-23 16:00 | 0.12991 | 7.2126 | 61.2345 | 69.0774 | 0.35225 | 1.1202 | 0.39989 | 0.39989 | 0.39989 | 280.1313 | 0.52278 | 0 | 0 | 1.1202 | 0.42094 | 0.39989 | 0 | 0 | 0.17651 | 6.0061 | 0.17651 | 0 | 0.17651 | 22.6129 | 98.2383 | 0 | 9.3378 | 9.3378 | 1.1125 | 9.3378 | 0 | 0.43988 | 0.89618 | 0 | 7.1264
2025-01-23 17:00 | 0.0015809 | 0 | 69.2593 | 90 | 0 | 0 | 0.43073 | 0.43073 | 0.43073 | 0 | 0 | 5.5511e-17 | 0 | 0 | 0.4534 | 0.43073 | 0 | 0 | 0.12705 | 6.0061 | 0 | 0.4534 | -0.4534 | 22.106 | 96.0361 | 0 | 10.0579 | 10.0579 | 1.1983 | 10.0579 | 0 | 0.4738 | 0 | 0 | 6.0061
2025-01-23 18:00 | 0 | 0 | 76.4521 | 90 | 0 | 0 | 0.48544 | 0.48544 | 0.48544 | 0 | 0 | 5.5511e-17 | 0 | 0 | 0.51099 | 0.48544 | 0 | 0 | 0.5893 | 6.0061 | 0 | 0.51099 | -0.51099 | 21.5346 | 93.5541 | 0 | 11.3354 | 11.3354 | 1.3505 | 11.3354 | 0 | 0.53399 | 0 | 0 | 6.0061
2025-01-23 19:00 | 0 | 0 | 83.3983 | 90 | 0 | 0 | 0.38319 | 0.38319 | 0.38319 | 0 | 0 | 5.5511e-17 | 0 | 0 | 0.40336 | 0.38319 | 0 | 0 | 1.0019 | 6.0061 | 0 | 0.40336 | -0.40336 | 21.0837 | 91.5949 | 0 | 8.9478 | 8.9478 | 1.066 | 8.9478 | 0 | 0.42151 | 0 | 0 | 6.0061
2025-01-23 20:00 | 0 | 0 | 90.8298 | 90 | 0 | 0 | 0.45381 | 0.45381 | 0.45381 | 0 | 0 | 5.5511e-17 | 0 | 0 | 0.4777 | 0.45381 | 0 | 0 | 1.2649 | 6.0061 | 0 | 0.4777 | -0.4777 | 20.5496 | 89.2747 | 0 | 10.5969 | 10.5969 | 1.2625 | 10.5969 | 0 | 0.49919 | 0 | 0 | 6.0061
2025-01-23 21:00 | 0 | 0 | 100.0897 | 90 | 0 | 0 | 0.57587 | 0.57587 | 0.57587 | 0 | 0 | 0 | 0 | 0 | 0.60618 | 0.57587 | 0 | 0 | 1.5878 | 6.0061 | 0 | 0.60618 | -0.60618 | 19.8719 | 86.3304 | 0 | 13.4469 | 13.4469 | 1.602 | 13.4469 | 0 | 0.63345 | 0 | 0 | 6.0061
2025-01-23 22:00 | 0 | 0 | 114.8507 | 90 | 0 | 0 | 0.49885 | 0.49885 | 0.49885 | 0 | 0 | 5.5511e-17 | 0 | 0 | 0.52511 | 0.49885 | 0 | 0 | 2.0116 | 6.0061 | 0 | 0.52511 | -0.52511 | 19.2848 | 83.7799 | 0 | 11.6486 | 11.6486 | 1.3878 | 11.6486 | 0 | 0.54874 | 0 | 0 | 6.0061
2025-01-23 23:00 | 0 | 0 | 148.8514 | 90 | 0 | 0 | 0.40443 | 0.40443 | 0.40443 | 0 | 0 | 0 | 0 | 0 | 0.42572 | 0.40443 | 0 | 0 | 2.3366 | 6.0061 | 0 | 0.42572 | -0.42572 | 18.8088 | 81.7121 | 0 | 9.4438 | 9.4438 | 1.1251 | 9.4438 | 0 | 0.44488 | 0 | 0 | 6.0061
2025-01-24 | 0 | 0 | -148.2875 | 90 | 0 | 0 | 0.37607 | 0.37607 | 0.37607 | 0 | 0 | 0 | 0 | 0 | 0.39586 | 0.37607 | 0 | 0 | 2.5735 | 6.0061 | 0 | 0.39586 | -0.39586 | 18.3662 | 79.7893 | 0 | 8.7808 | 8.7808 | 1.0461 | 8.7808 | 0 | 0.41367 | 0 | 0 | 6.0061
2025-01-24 01:00 | 0 | 0 | -114.9156 | 90 | 0 | 0 | 0.30164 | 0.30164 | 0.30164 | 0 | 0 | 5.5511e-17 | 0 | 0 | 0.31752 | 0.30164 | 0 | 0 | 2.7995 | 6.0061 | 0 | 0.31752 | -0.31752 | 18.0112 | 78.2471 | 0 | 7.0431 | 7.0431 | 0.83909 | 7.0431 | 0 | 0.33181 | 0 | 0 | 6.0061
2025-01-24 02:00 | 0 | 0 | -100.2133 | 90 | 0 | 0 | 0.44553 | 0.44553 | 0.44553 | 0 | 0 | 0 | 0 | 0 | 0.46898 | 0.44553 | 0 | 0 | 2.9667 | 6.0061 | 0 | 0.46898 | -0.46898 | 17.4869 | 75.9692 | 0 | 10.4028 | 10.4028 | 1.2394 | 10.4028 | 0 | 0.49009 | 0 | 0 | 6.0061
2025-01-24 03:00 | 0 | 0 | -90.9404 | 90 | 0 | 0 | 0.36107 | 0.36107 | 0.36107 | 0 | 0 | 5.5511e-17 | 0 | 0 | 0.38007 | 0.36107 | 0 | 0 | 3.2869 | 6.0061 | 0 | 0.38007 | -0.38007 | 17.062 | 74.1231 | 0 | 8.4307 | 8.4307 | 1.0044 | 8.4307 | 0 | 0.39718 | 0 | 0 | 6.0061
2025-01-24 04:00 | 0 | 0 | -83.4875 | 90 | 0 | 0 | 0.37906 | 0.37906 | 0.37906 | 0 | 0 | 5.5511e-17 | 0 | 0 | 0.39901 | 0.37906 | 0 | 0 | 3.5115 | 6.0061 | 0 | 0.39901 | -0.39901 | 16.6159 | 72.1851 | 0 | 8.8507 | 8.8507 | 1.0544 | 8.8507 | 0 | 0.41696 | 0 | 0 | 6.0061
2025-01-24 05:00 | 0 | 0 | -76.5188 | 90 | 0 | 0 | 0.3633 | 0.3633 | 0.3633 | 0 | 0 | 0 | 0 | 0 | 0.38242 | 0.3633 | 0 | 0 | 3.7598 | 6.0061 | 0 | 0.38242 | -0.38242 | 16.1883 | 70.3277 | 0 | 8.4827 | 8.4827 | 1.0106 | 8.4827 | 0 | 0.39963 | 0 | 0 | 6.0061
2025-01-24 06:00 | 0.0030769 | 0 | -69.3009 | 90 | 0 | 0 | 0.37493 | 0.37493 | 0.37493 | 0 | 0 | 5.5511e-17 | 0 | 0 | 0.39466 | 0.37493 | 0 | 0 | 3.9933 | 6.0061 | 0 | 0.39466 | -0.39466 | 15.7471 | 68.4107 | 0 | 8.7543 | 8.7543 | 1.043 | 8.7543 | 0 | 0.41242 | 0 | 0 | 6.0061
2025-01-24 07:00 | 0.13051 | 7.5545 | -61.2443 | 68.7846 | 0.33656 | 1.0703 | 0.32921 | 0.32921 | 0.32921 | 325.123 | 0 | 0 | 0 | 1.0703 | 0.34653 | 0.32921 | 0 | 0 | 4.2404 | 5.8493 | 0.72379 | 0 | 0.72379 | 16.3944 | 71.2232 | 0 | 7.6867 | 7.6867 | 0.91576 | 7.6867 | 0 | 0.36213 | 0.85626 | 0 | 6.9196
2025-01-24 08:00 | 0.26956 | 18.2128 | -51.733 | 54.937 | 0.437 | 1.3897 | 0.38936 | 0.38936 | 0.38936 | 356.9284 | 0 | 0 | 0 | 1.3897 | 0.40985 | 0.38936 | 0 | 0 | 3.6133 | 6.0061 | 0.97988 | 0 | 0.97988 | 17.2709 | 75.0307 | 0 | 9.0912 | 9.0912 | 1.0831 | 9.0912 | 0 | 0.42829 | 1.1118 | 0 | 7.3959
2025-01-24 09:00 | 0.4777 | 27.4053 | -40.0889 | 41.5887 | 0.75806 | 2.4108 | 0.3143 | 0.3143 | 0.3143 | 767.0261 | 0 | 0 | 0 | 2.4108 | 0.33084 | 0.3143 | 0 | 0 | 2.9524 | 6.0061 | 2.0799 | 0 | 2.0799 | 19.1312 | 83.1127 | 0 | 7.3387 | 7.3387 | 0.8743 | 7.3387 | 0 | 0.34573 | 1.9286 | 0 | 8.4169
2025-01-24 10:00 | 0.62837 | 34.3748 | -25.7557 | 29.4933 | 0.95715 | 3.0439 | 0.32708 | 0.32708 | 0.32708 | 930.6365 | 1.1002 | 0 | 0 | 3.0439 | 0.34429 | 0.32708 | 0 | 0 | 1.5994 | 6.0061 | 1.5994 | 0 | 1.5994 | 20.5618 | 89.3276 | 0 | 7.637 | 7.637 | 0.90985 | 7.637 | 0 | 0.35979 | 2.4351 | 0 | 9.0501
2025-01-24 11:00 | 0.69274 | 38.1998 | -8.8683 | 21.0001 | 1.0345 | 3.2899 | 0.42121 | 0.42121 | 0.42121 | 781.056 | 2.0768 | 0 | 0 | 3.2899 | 0.44338 | 0.42121 | 0 | 0 | 0.76965 | 6.0061 | 0.76965 | 0 | 0.76965 | 21.2502 | 92.3182 | 0 | 9.8348 | 9.8348 | 1.1717 | 9.8348 | 0 | 0.46333 | 2.6319 | 0 | 9.296
2025-01-24 12:00 | 0.59587 | 38.1715 | 9.1195 | 21.0727 | 0.86416 | 2.7482 | 0.42288 | 0.42288 | 0.42288 | 649.8661 | 1.7491 | 0 | 0 | 2.7482 | 0.44514 | 0.42288 | 0 | 0 | 0.55398 | 6.0061 | 0.55398 | 0 | 0.55398 | 21.7457 | 94.4708 | 0 | 9.8746 | 9.8746 | 1.1764 | 9.8746 | 0 | 0.46517 | 2.1985 | 0 | 8.7543
2025-01-24 13:00 | 0.40844 | 34.2961 | 25.9776 | 29.648 | 0.5118 | 1.6276 | 0.66364 | 0.66364 | 0.66364 | 245.2551 | 0.53031 | 0 | 0 | 1.6276 | 0.69857 | 0.66364 | 0 | 0 | 0.39874 | 6.0061 | 0.39874 | 0 | 0.39874 | 22.1023 | 96.0202 | 0 | 15.4965 | 15.4965 | 1.8462 | 15.4965 | 0 | 0.73001 | 1.3021 | 0 | 7.6338
2025-01-24 14:00 | 0.39092 | 27.2889 | 40.2713 | 41.7713 | 0.56815 | 1.8068 | 0.66741 | 0.66741 | 0.66741 | 270.7225 | 0.81728 | 0 | 0 | 1.8068 | 0.70253 | 0.66741 | 0 | 0 | 0.28701 | 6.0061 | 0.28701 | 0 | 0.28701 | 22.359 | 97.1354 | 0 | 15.5844 | 15.5844 | 1.8567 | 15.5844 | 0 | 0.73415 | 1.4455 | 0 | 7.813
2025-01-24 15:00 | 0.23555 | 18.071 | 51.8806 | 55.1301 | 0.34453 | 1.0957 | 0.83468 | 0.83468 | 0.83468 | 131.2699 | 0.010492 | 0 | 0 | 1.0957 | 0.87861 | 0.83468 | 0 | 0 | 0.20658 | 6.0061 | 0.20658 | 0 | 0.20658 | 22.5438 | 97.9381 | 0 | 19.4903 | 19.4903 | 2.322 | 19.4903 | 0 | 0.91814 | 0.87654 | 0 | 7.1018
2025-01-24 16:00 | 0.065018 | 7.3962 | 61.3667 | 68.9821 | 0.078817 | 0.25065 | 0.70149 | 0.70149 | 0.70149 | 35.7311 | 0 | 1.1102e-16 | 0 | 0.25065 | 0.73841 | 0.70149 | 0 | 0 | 0.14869 | 6.0061 | 0 | 0.48776 | -0.48776 | 21.9985 | 95.569 | 0 | 16.3803 | 16.3803 | 1.9515 | 16.3803 | 0 | 0.77164 | 0.20052 | 0 | 6.2568
2025-01-24 17:00 | 0.001649 | 0 | 69.4073 | 90 | 0 | 0 | 0.72522 | 0.72522 | 0.72522 | 0 | 0 | 1.1102e-16 | 0 | 0 | 0.76339 | 0.72522 | 0 | 0 | 0.65123 | 6.0061 | 0 | 0.76339 | -0.76339 | 21.145 | 91.8611 | 0 | 16.9344 | 16.9344 | 2.0175 | 16.9344 | 0 | 0.79774 | 0 | 0 | 6.0061
2025-01-24 18:00 | 0 | 0 | 76.6175 | 90 | 0 | 0 | 0.55182 | 0.55182 | 0.55182 | 0 | 0 | 1.1102e-16 | 0 | 0 | 0.58086 | 0.55182 | 0 | 0 | 1.2891 | 6.0061 | 0 | 0.58086 | -0.58086 | 20.4955 | 89.0398 | 0 | 12.8854 | 12.8854 | 1.5351 | 12.8854 | 0 | 0.607 | 0 | 0 | 6.0061
2025-01-24 19:00 | 0 | 0 | 83.5873 | 90 | 0 | 0 | 0.81595 | 0.81595 | 0.81595 | 0 | 0 | 1.1102e-16 | 0 | 0 | 0.85889 | 0.81595 | 0 | 0 | 1.6718 | 6.0061 | 0 | 0.85889 | -0.85889 | 19.5353 | 84.8681 | 0 | 19.0529 | 19.0529 | 2.2699 | 19.0529 | 0 | 0.89754 | 0 | 0 | 6.0061
2025-01-24 20:00 | 0 | 0 | 91.0542 | 90 | 0 | 0 | 0.5346 | 0.5346 | 0.5346 | 0 | 0 | 0 | 0 | 0 | 0.56274 | 0.5346 | 0 | 0 | 2.292 | 6.0061 | 0 | 0.56274 | -0.56274 | 18.9061 | 82.1348 | 0 | 12.4833 | 12.4833 | 1.4872 | 12.4833 | 0 | 0.58806 | 0 | 0 | 6.0061
2025-01-24 21:00 | 0 | 0 | 100.3693 | 90 | 0 | 0 | 0.61892 | 0.61892 | 0.61892 | 0 | 0 | 0 | 0 | 0 | 0.65149 | 0.61892 | 0 | 0 | 2.5984 | 6.0061 | 0 | 0.65149 | -0.65149 | 18.1777 | 78.9704 | 0 | 14.4521 | 14.4521 | 1.7218 | 14.4521 | 0 | 0.68081 | 0 | 0 | 6.0061
2025-01-24 22:00 | 0 | 0 | 115.203 | 90 | 0 | 0 | 0.91888 | 0.91888 | 0.91888 | 0 | 0 | 1.1102e-16 | 0 | 0 | 0.96724 | 0.91888 | 0 | 0 | 3.0092 | 6.0061 | 0 | 0.96724 | -0.96724 | 17.0963 | 74.2724 | 0 | 21.4565 | 21.4565 | 2.5562 | 21.4565 | 0 | 1.0108 | 0 | 0 | 6.0061
2025-01-24 23:00 | 0 | 0 | 149.0325 | 90 | 0 | 0 | 0.55245 | 0.55245 | 0.55245 | 0 | 0 | 1.1102e-16 | 0 | 0 | 0.58153 | 0.55245 | 0 | 0 | 3.7003 | 6.0061 | 0 | 0.58153 | -0.58153 | 16.4461 | 71.4478 | 0 | 12.9001 | 12.9001 | 1.5369 | 12.9001 | 0 | 0.6077 | 0 | 0 | 6.0061
2025-01-25 | 0 | 0 | -148.9601 | 90 | 0 | 0 | 0.21621 | 0.21621 | 0.21621 | 0 | 0 | 0 | 0 | 0 | 0.22759 | 0.21621 | 0 | 0 | 3.9953 | 6.0061 | 0 | 0.22759 | -0.22759 | 16.1917 | 70.3424 | 0 | 5.0482 | 5.0482 | 0.60143 | 5.0482 | 0 | 0.23783 | 0 | 0 | 6.0061
2025-01-25 01:00 | 0 | 0 | -115.4607 | 90 | 0 | 0 | 0.31794 | 0.31794 | 0.31794 | 0 | 0 | 0 | 0 | 0 | 0.33467 | 0.31794 | 0 | 0 | 4.0106 | 6.0061 | 0 | 0.33467 | -0.33467 | 15.8175 | 68.7169 | 0 | 7.4236 | 7.4236 | 0.88442 | 7.4236 | 0 | 0.34973 | 0 | 0 | 6.0061
2025-01-25 02:00 | 0 | 0 | -100.6004 | 90 | 0 | 0 | 0.21552 | 0.21552 | 0.21552 | 0 | 0 | 2.7756e-17 | 0 | 0 | 0.22686 | 0.21552 | 0 | 0 | 4.193 | 5.9123 | 0 | 0.22686 | -0.22686 | 15.5639 | 67.6149 | 0 | 5.0322 | 5.0322 | 0.59952 | 5.0322 | 0 | 0.23707 | 0 | 0 | 5.9123
2025-01-25 03:00 | 0 | 0 | -91.2444 | 90 | 0 | 0 | 0.4714 | 0.4714 | 0.4714 | 0 | 0 | 0 | 0 | 0 | 0.49621 | 0.4714 | 0 | 0 | 4.2934 | 5.6854 | 0 | 0.49621 | -0.49621 | 15.0091 | 65.2048 | 0 | 11.0069 | 11.0069 | 1.3113 | 11.0069 | 0 | 0.51854 | 0 | 0 | 5.6854
2025-01-25 04:00 | 0 | 0 | -83.7466 | 90 | 0 | 0 | 0.37159 | 0.37159 | 0.37159 | 0 | 0 | 5.5511e-17 | 0 | 0 | 0.39115 | 0.37159 | 0 | 0 | 4.6583 | 5.1892 | 0 | 0.39115 | -0.39115 | 14.5718 | 63.3049 | 0 | 8.6763 | 8.6763 | 1.0337 | 8.6763 | 0 | 0.40875 | 0 | 0 | 5.1892
2025-01-25 05:00 | 0 | 0 | -76.7532 | 90 | 0 | 0 | 0.31414 | 0.31414 | 0.31414 | 0 | 0 | 0 | 0 | 0 | 0.33068 | 0.31414 | 0 | 0 | 4.8975 | 4.7981 | 0 | 0.33068 | -0.33068 | 14.2021 | 61.6988 | 0 | 7.335 | 7.335 | 0.87386 | 7.335 | 0 | 0.34556 | 0 | 0 | 4.7981
2025-01-25 06:00 | 0.0019565 | 0 | -69.5228 | 90 | 0 | 0 | 0.28074 | 0.28074 | 0.28074 | 0 | 0 | 5.5511e-17 | 0 | 0 | 0.29552 | 0.28074 | 0 | 0 | 5.0849 | 4.4674 | 0 | 0.29552 | -0.29552 | 13.8717 | 60.2634 | 0 | 6.5551 | 6.5551 | 0.78095 | 6.5551 | 0 | 0.30882 | 0 | 0 | 4.4674
2025-01-25 07:00 | 0.13681 | 7.6389 | -61.4607 | 68.817 | 0.35436 | 1.1269 | 0.20647 | 0.20647 | 0.20647 | 545.7997 | 0 | 0 | 0 | 1.1269 | 0.21734 | 0.20647 | 0 | 0 | 5.143 | 4.1719 | 0.90958 | 0 | 0.90958 | 14.6852 | 63.7978 | 0 | 4.8209 | 4.8209 | 0.57435 | 4.8209 | 0 | 0.22712 | 0.90153 | 0 | 5.2988
2025-01-25 08:00 | 0.28476 | 18.3235 | -51.9459 | 54.9432 | 0.475 | 1.5106 | 0.3279 | 0.3279 | 0.3279 | 460.6804 | 0 | 0 | 0 | 1.5106 | 0.34516 | 0.3279 | 0 | 0 | 4.5096 | 4.8995 | 1.1654 | 0 | 1.1654 | 15.7276 | 68.3263 | 0 | 7.6563 | 7.6563 | 0.91214 | 7.6563 | 0 | 0.36069 | 1.2085 | 0 | 6.4101
2025-01-25 09:00 | 0.49592 | 27.5481 | -40.2928 | 41.5579 | 0.78846 | 2.5074 | 0.30658 | 0.30658 | 0.30658 | 817.8744 | 0 | 0 | 0 | 2.5074 | 0.32271 | 0.30658 | 0 | 0 | 3.7468 | 5.8319 | 2.1847 | 0 | 2.1847 | 17.6817 | 76.8154 | 0 | 7.1584 | 7.1584 | 0.85282 | 7.1584 | 0 | 0.33724 | 2.0059 | 0 | 8.3393
2025-01-25 10:00 | 0.57676 | 34.5534 | -25.9324 | 29.403 | 0.8639 | 2.7473 | 0.26729 | 0.26729 | 0.26729 | 1027.833 | 0.11083 | 0 | 0 | 2.7473 | 0.28136 | 0.26729 | 0 | 0 | 2.3552 | 6.0061 | 2.3552 | 0 | 2.3552 | 19.7882 | 85.9668 | 0 | 6.2411 | 6.2411 | 0.74354 | 6.2411 | 0 | 0.29402 | 2.1979 | 0 | 8.7535
2025-01-25 11:00 | 0.65723 | 38.4102 | -8.9881 | 20.8167 | 0.97321 | 3.095 | 0.3048 | 0.3048 | 0.3048 | 1015.402 | 1.7621 | 0 | 0 | 3.095 | 0.32085 | 0.3048 | 0 | 0 | 1.012 | 6.0061 | 1.012 | 0 | 1.012 | 20.6934 | 89.8992 | 0 | 7.1169 | 7.1169 | 0.84788 | 7.1169 | 0 | 0.33528 | 2.476 | 0 | 9.1011
2025-01-25 12:00 | 0.52332 | 38.3999 | 9.0797 | 20.8433 | 0.70932 | 2.2557 | 0.50688 | 0.50688 | 0.50688 | 445.0265 | 0.99377 | 0 | 0 | 2.2557 | 0.53356 | 0.50688 | 0 | 0 | 0.72843 | 6.0061 | 0.72843 | 0 | 0.72843 | 21.3449 | 92.7297 | 0 | 11.836 | 11.836 | 1.4101 | 11.836 | 0 | 0.55757 | 1.8046 | 0 | 8.2619
2025-01-25 13:00 | 0.50855 | 34.5247 | 26.0133 | 29.4594 | 0.72578 | 2.3081 | 0.46044 | 0.46044 | 0.46044 | 501.2849 | 1.2991 | 0 | 0 | 2.3081 | 0.48467 | 0.46044 | 0 | 0 | 0.52431 | 6.0061 | 0.52431 | 0 | 0.52431 | 21.8138 | 94.767 | 0 | 10.7515 | 10.7515 | 1.2809 | 10.7515 | 0 | 0.50648 | 1.8465 | 0 | 8.3142
2025-01-25 14:00 | 0.40461 | 27.5057 | 40.3592 | 41.6244 | 0.5956 | 1.8941 | 0.60311 | 0.60311 | 0.60311 | 314.0566 | 0.88186 | 0 | 0 | 1.8941 | 0.63485 | 0.60311 | 0 | 0 | 0.37738 | 6.0061 | 0.37738 | 0 | 0.37738 | 22.1514 | 96.2334 | 0 | 14.083 | 14.083 | 1.6778 | 14.083 | 0 | 0.66342 | 1.5153 | 0 | 7.9002
2025-01-25 15:00 | 0.27392 | 18.2718 | 51.9996 | 55.0134 | 0.4464 | 1.4196 | 0.77663 | 0.77663 | 0.77663 | 182.7909 | 0.33047 | 0 | 0 | 1.4196 | 0.81751 | 0.77663 | 0 | 0 | 0.27163 | 6.0061 | 0.27163 | 0 | 0.27163 | 22.3943 | 97.2889 | 0 | 18.1349 | 18.1349 | 2.1605 | 18.1349 | 0 | 0.8543 | 1.1357 | 0 | 7.4258
2025-01-25 16:00 | 0.11604 | 7.5813 | 61.5052 | 68.8888 | 0.27085 | 0.86134 | 0.46883 | 0.46883 | 0.46883 | 183.7224 | 0.17232 | 0 | 0 | 0.86134 | 0.4935 | 0.46883 | 0 | 0 | 0.19552 | 6.0061 | 0.19552 | 0 | 0.19552 | 22.5692 | 98.0486 | 0 | 10.9474 | 10.9474 | 1.3042 | 10.9474 | 0 | 0.51571 | 0.68907 | 0 | 6.8675
2025-01-25 17:00 | 0.0018449 | 0 | 69.5615 | 90 | 0 | 0 | 0.80652 | 0.80652 | 0.80652 | 0 | 0 | 1.1102e-16 | 0 | 0 | 0.84897 | 0.80652 | 0 | 0 | 0.14073 | 6.0061 | 0 | 0.84897 | -0.84897 | 21.62 | 93.925 | 0 | 18.8327 | 18.8327 | 2.2437 | 18.8327 | 0 | 0.88717 | 0 | 0 | 6.0061
2025-01-25 18:00 | 0 | 0 | 76.7892 | 90 | 0 | 0 | 0.42511 | 0.42511 | 0.42511 | 0 | 0 | 5.5511e-17 | 0 | 0 | 0.44748 | 0.42511 | 0 | 0 | 0.96378 | 6.0061 | 0 | 0.44748 | -0.44748 | 21.1197 | 91.7516 | 0 | 9.9266 | 9.9266 | 1.1826 | 9.9266 | 0 | 0.46762 | 0 | 0 | 6.0061
2025-01-25 19:00 | 0 | 0 | 83.783 | 90 | 0 | 0 | 0.52176 | 0.52176 | 0.52176 | 0 | 0 | 0 | 0 | 0 | 0.54922 | 0.52176 | 0 | 0 | 1.261 | 6.0061 | 0 | 0.54922 | -0.54922 | 20.5057 | 89.0839 | 0 | 12.1834 | 12.1834 | 1.4515 | 12.1834 | 0 | 0.57393 | 0 | 0 | 6.0061
2025-01-25 20:00 | 0 | 0 | 91.286 | 90 | 0 | 0 | 0.46105 | 0.46105 | 0.46105 | 0 | 0 | 0 | 0 | 0 | 0.48532 | 0.46105 | 0 | 0 | 1.639 | 6.0061 | 0 | 0.48532 | -0.48532 | 19.9631 | 86.7267 | 0 | 10.7659 | 10.7659 | 1.2826 | 10.7659 | 0 | 0.50716 | 0 | 0 | 6.0061
2025-01-25 21:00 | 0 | 0 | 100.6575 | 90 | 0 | 0 | 0.52149 | 0.52149 | 0.52149 | 0 | 0 | 0 | 0 | 0 | 0.54894 | 0.52149 | 0 | 0 | 1.9394 | 6.0061 | 0 | 0.54894 | -0.54894 | 19.3494 | 84.0604 | 0 | 12.1771 | 12.1771 | 1.4507 | 12.1771 | 0 | 0.57364 | 0 | 0 | 6.0061
2025-01-25 22:00 | 0 | 0 | 115.5658 | 90 | 0 | 0 | 0.81812 | 0.81812 | 0.81812 | 0 | 0 | 1.1102e-16 | 0 | 0 | 0.86118 | 0.81812 | 0 | 0 | 2.2978 | 6.0061 | 0 | 0.86118 | -0.86118 | 18.3865 | 79.8775 | 0 | 19.1038 | 19.1038 | 2.2759 | 19.1038 | 0 | 0.89994 | 0 | 0 | 6.0061
2025-01-25 23:00 | 0 | 0 | 149.2283 | 90 | 0 | 0 | 0.68049 | 0.68049 | 0.68049 | 0 | 0 | 1.1102e-16 | 0 | 0 | 0.7163 | 0.68049 | 0 | 0 | 2.9269 | 6.0061 | 0 | 0.7163 | -0.7163 | 17.5857 | 76.3984 | 0 | 15.8898 | 15.8898 | 1.8931 | 15.8898 | 0 | 0.74854 | 0 | 0 | 6.0061
2025-01-26 | 0 | 0 | -149.6186 | 90 | 0 | 0 | 0.34371 | 0.34371 | 0.34371 | 0 | 0 | 5.5511e-17 | 0 | 0 | 0.3618 | 0.34371 | 0 | 0 | 3.3738 | 6.0061 | 0 | 0.3618 | -0.3618 | 17.1812 | 74.6411 | 0 | 8.0253 | 8.0253 | 0.95611 | 8.0253 | 0 | 0.37808 | 0 | 0 | 6.0061
2025-01-26 01:00 | 0 | 0 | -116.0104 | 90 | 0 | 0 | 0.34527 | 0.34527 | 0.34527 | 0 | 0 | 0 | 0 | 0 | 0.36345 | 0.34527 | 0 | 0 | 3.5021 | 6.0061 | 0 | 0.36345 | -0.36345 | 16.7748 | 72.8758 | 0 | 8.0618 | 8.0618 | 0.96046 | 8.0618 | 0 | 0.3798 | 0 | 0 | 6.0061
2025-01-26 02:00 | 0 | 0 | -100.9934 | 90 | 0 | 0 | 0.34166 | 0.34166 | 0.34166 | 0 | 0 | 5.5511e-17 | 0 | 0 | 0.35964 | 0.34166 | 0 | 0 | 3.6865 | 6.0061 | 0 | 0.35964 | -0.35964 | 16.3727 | 71.1289 | 0 | 7.9774 | 7.9774 | 0.9504 | 7.9774 | 0 | 0.37582 | 0 | 0 | 6.0061
2025-01-26 03:00 | 0 | 0 | -91.5535 | 90 | 0 | 0 | 0.36731 | 0.36731 | 0.36731 | 0 | 0 | 0 | 0 | 0 | 0.38664 | 0.36731 | 0 | 0 | 3.891 | 6.0061 | 0 | 0.38664 | -0.38664 | 15.9405 | 69.251 | 0 | 8.5763 | 8.5763 | 1.0218 | 8.5763 | 0 | 0.40404 | 0 | 0 | 6.0061
2025-01-26 04:00 | 0 | 0 | -84.01 | 90 | 0 | 0 | 0.23628 | 0.23628 | 0.23628 | 0 | 0 | 2.7756e-17 | 0 | 0 | 0.24871 | 0.23628 | 0 | 0 | 4.1306 | 6.0061 | 0 | 0.24871 | -0.24871 | 15.6624 | 68.043 | 0 | 5.5168 | 5.5168 | 0.65726 | 5.5168 | 0 | 0.2599 | 0 | 0 | 6.0061
2025-01-26 05:00 | 0 | 0 | -76.9916 | 90 | 0 | 0 | 0.21103 | 0.21103 | 0.21103 | 0 | 0 | 2.7756e-17 | 0 | 0 | 0.22213 | 0.21103 | 0 | 0 | 4.2471 | 5.7736 | 0 | 0.22213 | -0.22213 | 15.414 | 66.964 | 0 | 4.9273 | 4.9273 | 0.58702 | 4.9273 | 0 | 0.23213 | 0 | 0 | 5.7736
2025-01-26 06:00 | 0.0025727 | 0 | -69.7482 | 90 | 0 | 0 | 0.39031 | 0.39031 | 0.39031 | 0 | 0 | 5.5511e-17 | 0 | 0 | 0.41086 | 0.39031 | 0 | 0 | 4.3614 | 5.5514 | 0 | 0.41086 | -0.41086 | 14.9547 | 64.9684 | 0 | 9.1135 | 9.1135 | 1.0857 | 9.1135 | 0 | 0.42934 | 0 | 0 | 5.5514
2025-01-26 07:00 | 0.098724 | 7.7287 | -61.6802 | 68.8464 | 0.18349 | 0.58352 | 0.23942 | 0.23942 | 0.23942 | 243.7226 | 0 | 0 | 0 | 0.58352 | 0.25202 | 0.23942 | 0 | 0 | 4.6584 | 5.1406 | 0.3315 | 0 | 0.3315 | 15.2512 | 66.2566 | 0 | 5.5902 | 5.5902 | 0.666 | 5.5902 | 0 | 0.26336 | 0.46681 | 0 | 5.7241
2025-01-26 08:00 | 0.2521 | 18.4397 | -52.1616 | 54.9462 | 0.38034 | 1.2095 | 0.28846 | 0.28846 | 0.28846 | 419.3029 | 0 | 0 | 0 | 1.2095 | 0.30365 | 0.28846 | 0 | 0 | 4.3259 | 5.4058 | 0.90589 | 0 | 0.90589 | 16.0615 | 69.7766 | 0 | 6.7354 | 6.7354 | 0.80243 | 6.7354 | 0 | 0.31731 | 0.96763 | 0 | 6.6153
2025-01-26 09:00 | 0.44213 | 27.6968 | -40.4987 | 41.5237 | 0.67635 | 2.1509 | 0.27753 | 0.27753 | 0.27753 | 775.0112 | 0 | 0 | 0 | 2.1509 | 0.29214 | 0.27753 | 0 | 0 | 3.6753 | 6.0061 | 1.8588 | 0 | 1.8588 | 17.724 | 76.9992 | 0 | 6.4801 | 6.4801 | 0.77202 | 6.4801 | 0 | 0.30529 | 1.7207 | 0 | 8.1571
2025-01-26 10:00 | 0.47923 | 34.738 | -26.1099 | 29.3084 | 0.65772 | 2.0917 | 0.41726 | 0.41726 | 0.41726 | 501.2807 | 0 | 0 | 0 | 2.0917 | 0.43923 | 0.41726 | 0 | 0 | 2.4532 | 6.0061 | 1.6524 | 0 | 1.6524 | 19.202 | 83.4201 | 0 | 9.7428 | 9.7428 | 1.1607 | 9.7428 | 0 | 0.45899 | 1.6733 | 0 | 8.0978
2025-01-26 11:00 | 0.37659 | 38.6266 | -9.1065 | 20.6278 | 0.41678 | 1.3254 | 0.24401 | 0.24401 | 0.24401 | 543.1903 | 0 | 0 | 0 | 1.3254 | 0.25685 | 0.24401 | 0 | 0 | 1.5459 | 6.0061 | 1.0686 | 0 | 1.0686 | 20.1577 | 87.5723 | 0 | 5.6975 | 5.6975 | 0.67877 | 5.6975 | 0 | 0.26841 | 1.0604 | 0 | 7.3316
2025-01-26 12:00 | 0.48742 | 38.6336 | 9.0439 | 20.6095 | 0.62929 | 2.0013 | 0.86205 | 0.86205 | 0.86205 | 232.1511 | 0 | 0 | 0 | 2.0013 | 0.90742 | 0.86205 | 0 | 0 | 1.105 | 6.0061 | 1.0938 | 0 | 1.0938 | 21.1361 | 91.8226 | 0 | 20.1295 | 20.1295 | 2.3982 | 20.1295 | 0 | 0.94826 | 1.601 | 0 | 8.0074
2025-01-26 13:00 | 0.51104 | 34.7576 | 26.0548 | 29.2698 | 0.72653 | 2.3105 | 0.6637 | 0.6637 | 0.6637 | 348.1257 | 1.0173 | 0 | 0 | 2.3105 | 0.69863 | 0.6637 | 0 | 0 | 0.59459 | 6.0061 | 0.59459 | 0 | 0.59459 | 21.6679 | 94.1331 | 0 | 15.4978 | 15.4978 | 1.8463 | 15.4978 | 0 | 0.73007 | 1.8484 | 0 | 8.3167
2025-01-26 14:00 | 0.31121 | 27.7257 | 40.4535 | 41.4783 | 0.37848 | 1.2036 | 0.54751 | 0.54751 | 0.54751 | 219.8376 | 0.2042 | 0 | 0 | 1.2036 | 0.57632 | 0.54751 | 0 | 0 | 0.4231 | 6.0061 | 0.4231 | 0 | 0.4231 | 22.0464 | 95.7771 | 0 | 12.7846 | 12.7846 | 1.5231 | 12.7846 | 0 | 0.60226 | 0.9629 | 0 | 7.2098
2025-01-26 15:00 | 0.26757 | 18.4748 | 52.1251 | 54.8983 | 0.42254 | 1.3438 | 0.6279 | 0.6279 | 0.6279 | 214.0104 | 0.37828 | 0 | 0 | 1.3438 | 0.66094 | 0.6279 | 0 | 0 | 0.30454 | 6.0061 | 0.30454 | 0 | 0.30454 | 22.3187 | 96.9604 | 0 | 14.6618 | 14.6618 | 1.7468 | 14.6618 | 0 | 0.69069 | 1.075 | 0 | 7.3499
2025-01-26 16:00 | 0.084648 | 7.7679 | 61.6499 | 68.7975 | 0.12757 | 0.4057 | 0.71837 | 0.71837 | 0.71837 | 56.475 | 0 | 0 | 0 | 0.4057 | 0.75618 | 0.71837 | 0 | 0 | 0.2192 | 6.0061 | 0 | 0.35048 | -0.35048 | 21.9269 | 95.2581 | 0 | 16.7744 | 16.7744 | 1.9984 | 16.7744 | 0 | 0.7902 | 0.32456 | 0 | 6.4118
2025-01-26 17:00 | 0.0028619 | 0 | 69.7219 | 90 | 0 | 0 | 0.52183 | 0.52183 | 0.52183 | 0 | 0 | 1.1102e-16 | 0 | 0 | 0.54929 | 0.52183 | 0 | 0 | 0.62944 | 6.0061 | 0 | 0.54929 | -0.54929 | 21.3128 | 92.5901 | 0 | 12.1851 | 12.1851 | 1.4517 | 12.1851 | 0 | 0.57401 | 0 | 0 | 6.0061
2025-01-26 18:00 | 0 | 0 | 76.9671 | 90 | 0 | 0 | 0.46954 | 0.46954 | 0.46954 | 0 | 0 | 5.5511e-17 | 0 | 0 | 0.49425 | 0.46954 | 0 | 0 | 1.11 | 6.0061 | 0 | 0.49425 | -0.49425 | 20.7602 | 90.1895 | 0 | 10.964 | 10.964 | 1.3062 | 10.964 | 0 | 0.51649 | 0 | 0 | 6.0061
2025-01-26 19:00 | 0 | 0 | 83.9852 | 90 | 0 | 0 | 0.60011 | 0.60011 | 0.60011 | 0 | 0 | 1.1102e-16 | 0 | 0 | 0.6317 | 0.60011 | 0 | 0 | 1.4631 | 6.0061 | 0 | 0.6317 | -0.6317 | 20.0539 | 87.1213 | 0 | 14.013 | 14.013 | 1.6695 | 14.013 | 0 | 0.66012 | 0 | 0 | 6.0061
2025-01-26 20:00 | 0 | 0 | 91.525 | 90 | 0 | 0 | 0.64354 | 0.64354 | 0.64354 | 0 | 0 | 0 | 0 | 0 | 0.67741 | 0.64354 | 0 | 0 | 1.914 | 6.0061 | 0 | 0.67741 | -0.67741 | 19.2965 | 83.831 | 0 | 15.0271 | 15.0271 | 1.7903 | 15.0271 | 0 | 0.70789 | 0 | 0 | 6.0061
2025-01-26 21:00 | 0 | 0 | 100.9542 | 90 | 0 | 0 | 0.67221 | 0.67221 | 0.67221 | 0 | 0 | 1.1102e-16 | 0 | 0 | 0.70759 | 0.67221 | 0 | 0 | 2.3735 | 6.0061 | 0 | 0.70759 | -0.70759 | 18.5054 | 80.3941 | 0 | 15.6966 | 15.6966 | 1.87 | 15.6966 | 0 | 0.73943 | 0 | 0 | 6.0061
2025-01-26 22:00 | 0 | 0 | 115.9385 | 90 | 0 | 0 | 0.66242 | 0.66242 | 0.66242 | 0 | 0 | 1.1102e-16 | 0 | 0 | 0.69729 | 0.66242 | 0 | 0 | 2.8388 | 6.0061 | 0 | 0.69729 | -0.69729 | 17.7259 | 77.0073 | 0 | 15.468 | 15.468 | 1.8428 | 15.468 | 0 | 0.72867 | 0 | 0 | 6.0061
2025-01-26 23:00 | 0 | 0 | 149.4379 | 90 | 0 | 0 | 0.4049 | 0.4049 | 0.4049 | 0 | 0 | 5.5511e-17 | 0 | 0 | 0.42621 | 0.4049 | 0 | 0 | 3.2809 | 6.0061 | 0 | 0.42621 | -0.42621 | 17.2493 | 74.9372 | 0 | 9.4546 | 9.4546 | 1.1264 | 9.4546 | 0 | 0.44539 | 0 | 0 | 6.0061
2025-01-27 | 0 | 0 | -150.2623 | 90 | 0 | 0 | 0.28814 | 0.28814 | 0.28814 | 0 | 0 | 5.5511e-17 | 0 | 0 | 0.30331 | 0.28814 | 0 | 0 | 3.4754 | 6.0061 | 0 | 0.30331 | -0.30331 | 16.9102 | 73.4639 | 0 | 6.7279 | 6.7279 | 0.80154 | 6.7279 | 0 | 0.31696 | 0 | 0 | 6.0061
2025-01-27 01:00 | 0 | 0 | -116.564 | 90 | 0 | 0 | 0.34945 | 0.34945 | 0.34945 | 0 | 0 | 0 | 0 | 0 | 0.36784 | 0.34945 | 0 | 0 | 3.5995 | 6.0061 | 0 | 0.36784 | -0.36784 | 16.499 | 71.6773 | 0 | 8.1593 | 8.1593 | 0.97207 | 8.1593 | 0 | 0.38439 | 0 | 0 | 6.0061
2025-01-27 02:00 | 0 | 0 | -101.3919 | 90 | 0 | 0 | 0.2289 | 0.2289 | 0.2289 | 0 | 0 | 2.7756e-17 | 0 | 0 | 0.24095 | 0.2289 | 0 | 0 | 3.8179 | 6.0061 | 0 | 0.24095 | -0.24095 | 16.2296 | 70.507 | 0 | 5.3447 | 5.3447 | 0.63675 | 5.3447 | 0 | 0.25179 | 0 | 0 | 6.0061
2025-01-27 03:00 | 0 | 0 | -91.8675 | 90 | 0 | 0 | 0.40046 | 0.40046 | 0.40046 | 0 | 0 | 0 | 0 | 0 | 0.42153 | 0.40046 | 0 | 0 | 3.9284 | 6.0061 | 0 | 0.42153 | -0.42153 | 15.7583 | 68.4595 | 0 | 9.3503 | 9.3503 | 1.114 | 9.3503 | 0 | 0.4405 | 0 | 0 | 6.0061
2025-01-27 04:00 | 0 | 0 | -84.2777 | 90 | 0 | 0 | 0.32776 | 0.32776 | 0.32776 | 0 | 0 | 0 | 0 | 0 | 0.34502 | 0.32776 | 0 | 0 | 4.2232 | 5.8593 | 0 | 0.34502 | -0.34502 | 15.3726 | 66.7838 | 0 | 7.653 | 7.653 | 0.91175 | 7.653 | 0 | 0.36054 | 0 | 0 | 5.8593
2025-01-27 05:00 | 0 | 0 | -77.2337 | 90 | 0 | 0 | 0.50928 | 0.50928 | 0.50928 | 0 | 0 | 0 | 0 | 0 | 0.53608 | 0.50928 | 0 | 0 | 4.4311 | 5.5143 | 0 | 0.53608 | -0.53608 | 14.7732 | 64.18 | 0 | 11.8912 | 11.8912 | 1.4167 | 11.8912 | 0 | 0.5602 | 0 | 0 | 5.5143
2025-01-27 06:00 | 0.0031353 | 0 | -69.977 | 90 | 0 | 0 | 0.25665 | 0.25665 | 0.25665 | 0 | 0 | 0 | 0 | 0 | 0.27016 | 0.25665 | 0 | 0 | 4.8142 | 4.9782 | 0 | 0.27016 | -0.27016 | 14.4711 | 62.8677 | 0 | 5.9927 | 5.9927 | 0.71394 | 5.9927 | 0 | 0.28232 | 0 | 0 | 4.9782
2025-01-27 07:00 | 0.10695 | 7.8239 | -61.9028 | 68.8729 | 0.21448 | 0.68209 | 0.37719 | 0.37719 | 0.37719 | 180.8329 | 0 | 0 | 0 | 0.68209 | 0.39704 | 0.37719 | 0 | 0 | 4.9311 | 4.7081 | 0.28504 | 0 | 0.28504 | 14.7261 | 63.9753 | 0 | 8.8071 | 8.8071 | 1.0492 | 8.8071 | 0 | 0.41491 | 0.54567 | 0 | 5.3902
2025-01-27 08:00 | 0.25455 | 18.5615 | -52.3799 | 54.946 | 0.3833 | 1.219 | 0.36529 | 0.36529 | 0.36529 | 333.6914 | 0 | 0 | 0 | 1.219 | 0.38452 | 0.36529 | 0 | 0 | 4.6299 | 4.9361 | 0.83444 | 0 | 0.83444 | 15.4724 | 67.2177 | 0 | 8.5293 | 8.5293 | 1.0162 | 8.5293 | 0 | 0.40182 | 0.97516 | 0 | 6.1551
2025-01-27 09:00 | 0.49003 | 27.8513 | -40.7066 | 41.4858 | 0.76971 | 2.4478 | 0.28318 | 0.28318 | 0.28318 | 864.3965 | 0 | 0 | 0 | 2.4478 | 0.29809 | 0.28318 | 0 | 0 | 4.0241 | 5.6037 | 2.1497 | 0 | 2.1497 | 17.3952 | 75.5709 | 0 | 6.6121 | 6.6121 | 0.78774 | 6.6121 | 0 | 0.3115 | 1.9583 | 0 | 8.0515
2025-01-27 10:00 | 0.60176 | 34.9285 | -26.2881 | 29.2097 | 0.90136 | 2.8665 | 0.35808 | 0.35808 | 0.35808 | 800.5254 | 0 | 0 | 0 | 2.8665 | 0.37692 | 0.35808 | 0 | 0 | 2.5815 | 6.0061 | 2.4896 | 0 | 2.4896 | 19.6219 | 85.2446 | 0 | 8.3608 | 8.3608 | 0.99607 | 8.3608 | 0 | 0.39388 | 2.2932 | 0 | 8.8726
2025-01-27 11:00 | 0.6743 | 38.8488 | -9.2234 | 20.4336 | 0.99406 | 3.1613 | 0.30181 | 0.30181 | 0.30181 | 1047.443 | 1.7393 | 0 | 0 | 3.1613 | 0.3177 | 0.30181 | 0 | 0 | 1.1043 | 6.0061 | 1.1043 | 0 | 1.1043 | 20.6097 | 89.5356 | 0 | 7.047 | 7.047 | 0.83956 | 7.047 | 0 | 0.33199 | 2.529 | 0 | 9.1674
2025-01-27 12:00 | 0.65244 | 38.8725 | 9.0122 | 20.3714 | 0.95677 | 3.0427 | 0.60869 | 0.60869 | 0.60869 | 499.8713 | 1.6473 | 0 | 0 | 3.0427 | 0.64073 | 0.60869 | 0 | 0 | 0.75465 | 6.0061 | 0.75465 | 0 | 0.75465 | 21.2846 | 92.468 | 0 | 14.2134 | 14.2134 | 1.6933 | 14.2134 | 0 | 0.66956 | 2.4341 | 0 | 9.0488
2025-01-27 13:00 | 0.58791 | 34.9946 | 26.1021 | 29.0792 | 0.8759 | 2.7855 | 0.44541 | 0.44541 | 0.44541 | 625.3732 | 1.7735 | 0 | 0 | 2.7855 | 0.46886 | 0.44541 | 0 | 0 | 0.54318 | 6.0061 | 0.54318 | 0 | 0.54318 | 21.7705 | 94.5786 | 0 | 10.4007 | 10.4007 | 1.2391 | 10.4007 | 0 | 0.48996 | 2.2284 | 0 | 8.7917
2025-01-27 14:00 | 0.41271 | 27.9488 | 40.5544 | 41.3329 | 0.60429 | 1.9218 | 0.58642 | 0.58642 | 0.58642 | 327.7121 | 0.91351 | 0 | 0 | 1.9218 | 0.61728 | 0.58642 | 0 | 0 | 0.39097 | 6.0061 | 0.39097 | 0 | 0.39097 | 22.1202 | 96.0978 | 0 | 13.6932 | 13.6932 | 1.6314 | 13.6932 | 0 | 0.64506 | 1.5374 | 0 | 7.9279
2025-01-27 15:00 | 0.20947 | 18.6799 | 52.257 | 54.7848 | 0.2656 | 0.84464 | 0.58275 | 0.58275 | 0.58275 | 144.9407 | 0 | 0 | 0 | 0.84464 | 0.61342 | 0.58275 | 0 | 0 | 0.28141 | 6.0061 | 0.23122 | 0 | 0.23122 | 22.327 | 96.9963 | 0 | 13.6077 | 13.6077 | 1.6212 | 13.6077 | 0 | 0.64103 | 0.67572 | 0 | 6.8508
2025-01-27 16:00 | 0.12454 | 7.9559 | 61.801 | 68.7082 | 0.28642 | 0.91088 | 0.81363 | 0.81363 | 0.81363 | 111.9531 | 0 | 0 | 0 | 0.91088 | 0.85645 | 0.81363 | 0 | 0 | 0.23857 | 6.0061 | 0.054431 | 0 | 0.054431 | 22.3757 | 97.2078 | 0 | 18.9987 | 18.9987 | 2.2634 | 18.9987 | 0 | 0.89499 | 0.7287 | 0 | 6.917
2025-01-27 17:00 | 0.0034258 | 0 | 69.8883 | 90 | 0 | 0 | 0.49722 | 0.49722 | 0.49722 | 0 | 0 | 0 | 0 | 0 | 0.52339 | 0.49722 | 0 | 0 | 0.2819 | 6.0061 | 0 | 0.52339 | -0.52339 | 21.7905 | 94.6656 | 0 | 11.6105 | 11.6105 | 1.3832 | 11.6105 | 0 | 0.54695 | 0 | 0 | 6.0061
2025-01-27 18:00 | 0 | 0 | 77.1512 | 90 | 0 | 0 | 0.55896 | 0.55896 | 0.55896 | 0 | 0 | 0 | 0 | 0 | 0.58838 | 0.55896 | 0 | 0 | 0.79413 | 6.0061 | 0 | 0.58838 | -0.58838 | 21.1327 | 91.8077 | 0 | 13.0521 | 13.0521 | 1.555 | 13.0521 | 0 | 0.61486 | 0 | 0 | 6.0061
2025-01-27 19:00 | 0 | 0 | 84.1939 | 90 | 0 | 0 | 0.55932 | 0.55932 | 0.55932 | 0 | 0 | 1.1102e-16 | 0 | 0 | 0.58876 | 0.55932 | 0 | 0 | 1.2598 | 6.0061 | 0 | 0.58876 | -0.58876 | 20.4744 | 88.948 | 0 | 13.0605 | 13.0605 | 1.556 | 13.0605 | 0 | 0.61525 | 0 | 0 | 6.0061
2025-01-27 20:00 | 0 | 0 | 91.7713 | 90 | 0 | 0 | 0.68967 | 0.68967 | 0.68967 | 0 | 0 | 0 | 0 | 0 | 0.72597 | 0.68967 | 0 | 0 | 1.6699 | 6.0061 | 0 | 0.72597 | -0.72597 | 19.6628 | 85.4219 | 0 | 16.1043 | 16.1043 | 1.9186 | 16.1043 | 0 | 0.75864 | 0 | 0 | 6.0061
2025-01-27 21:00 | 0 | 0 | 101.2592 | 90 | 0 | 0 | 0.67442 | 0.67442 | 0.67442 | 0 | 0 | 1.1102e-16 | 0 | 0 | 0.70991 | 0.67442 | 0 | 0 | 2.1785 | 6.0061 | 0 | 0.70991 | -0.70991 | 18.8691 | 81.9738 | 0 | 15.7481 | 15.7481 | 1.8762 | 15.7481 | 0 | 0.74186 | 0 | 0 | 6.0061
2025-01-27 22:00 | 0 | 0 | 116.3211 | 90 | 0 | 0 | 0.57648 | 0.57648 | 0.57648 | 0 | 0 | 0 | 0 | 0 | 0.60683 | 0.57648 | 0 | 0 | 2.6409 | 6.0061 | 0 | 0.60683 | -0.60683 | 18.1906 | 79.0263 | 0 | 13.4613 | 13.4613 | 1.6037 | 13.4613 | 0 | 0.63413 | 0 | 0 | 6.0061
2025-01-27 23:00 | 0 | 0 | 149.6608 | 90 | 0 | 0 | 0.44052 | 0.44052 | 0.44052 | 0 | 0 | 5.5511e-17 | 0 | 0 | 0.4637 | 0.44052 | 0 | 0 | 2.9993 | 6.0061 | 0 | 0.4637 | -0.4637 | 17.6722 | 76.7741 | 0 | 10.2863 | 10.2863 | 1.2255 | 10.2863 | 0 | 0.48457 | 0 | 0 | 6.0061
2025-01-28 | 0 | 0 | -150.8904 | 90 | 0 | 0 | 0.42196 | 0.42196 | 0.42196 | 0 | 0 | 5.5511e-17 | 0 | 0 | 0.44417 | 0.42196 | 0 | 0 | 3.2402 | 6.0061 | 0 | 0.44417 | -0.44417 | 17.1756 | 74.6167 | 0 | 9.8524 | 9.8524 | 1.1738 | 9.8524 | 0 | 0.46416 | 0 | 0 | 6.0061
2025-01-28 01:00 | 0 | 0 | -117.1209 | 90 | 0 | 0 | 0.24788 | 0.24788 | 0.24788 | 0 | 0 | 0 | 0 | 0 | 0.26093 | 0.24788 | 0 | 0 | 3.4905 | 6.0061 | 0 | 0.26093 | -0.26093 | 16.8838 | 73.3493 | 0 | 5.7879 | 5.7879 | 0.68954 | 5.7879 | 0 | 0.27267 | 0 | 0 | 6.0061
2025-01-28 02:00 | 0 | 0 | -101.7956 | 90 | 0 | 0 | 0.3951 | 0.3951 | 0.3951 | 0 | 0 | 5.5511e-17 | 0 | 0 | 0.41589 | 0.3951 | 0 | 0 | 3.5912 | 6.0061 | 0 | 0.41589 | -0.41589 | 16.4189 | 71.3293 | 0 | 9.2251 | 9.2251 | 1.099 | 9.2251 | 0 | 0.4346 | 0 | 0 | 6.0061
2025-01-28 03:00 | 0 | 0 | -92.1863 | 90 | 0 | 0 | 0.51114 | 0.51114 | 0.51114 | 0 | 0 | 1.1102e-16 | 0 | 0 | 0.53804 | 0.51114 | 0 | 0 | 3.8656 | 6.0061 | 0 | 0.53804 | -0.53804 | 15.8173 | 68.716 | 0 | 11.9347 | 11.9347 | 1.4219 | 11.9347 | 0 | 0.56226 | 0 | 0 | 6.0061
2025-01-28 04:00 | 0 | 0 | -84.5496 | 90 | 0 | 0 | 0.2382 | 0.2382 | 0.2382 | 0 | 0 | 2.7756e-17 | 0 | 0 | 0.25073 | 0.2382 | 0 | 0 | 4.2409 | 5.9121 | 0 | 0.25073 | -0.25073 | 15.537 | 67.4981 | 0 | 5.5617 | 5.5617 | 0.6626 | 5.5617 | 0 | 0.26202 | 0 | 0 | 5.9121
2025-01-28 05:00 | 0 | 0 | -77.4796 | 90 | 0 | 0 | 0.31827 | 0.31827 | 0.31827 | 0 | 0 | 0 | 0 | 0 | 0.33502 | 0.31827 | 0 | 0 | 4.3358 | 5.6614 | 0 | 0.33502 | -0.33502 | 15.1624 | 65.8709 | 0 | 7.4313 | 7.4313 | 0.88534 | 7.4313 | 0 | 0.3501 | 0 | 0 | 5.6614
2025-01-28 06:00 | 0.0021027 | 0 | -70.2092 | 90 | 0 | 0 | 0.32277 | 0.32277 | 0.32277 | 0 | 0 | 5.5511e-17 | 0 | 0 | 0.33976 | 0.32277 | 0 | 0 | 4.5407 | 5.3264 | 0 | 0.33976 | -0.33976 | 14.7826 | 64.2206 | 0 | 7.5364 | 7.5364 | 0.89785 | 7.5364 | 0 | 0.35504 | 0 | 0 | 5.3264
2025-01-28 07:00 | 0.016688 | 7.9245 | -62.1284 | 68.8964 | 0.015965 | 0.05077 | 0.39906 | 0.39906 | 0.39906 | 12.7223 | 0 | 5.5511e-17 | 0 | 0.05077 | 0.42006 | 0.39906 | 0 | 0 | 4.7519 | 4.9866 | 0 | 0.36929 | -0.36929 | 14.3697 | 62.4269 | 0 | 9.3177 | 9.3177 | 1.1101 | 9.3177 | 0 | 0.43897 | 0.040616 | 0 | 5.0374
2025-01-28 08:00 | 0.037269 | 18.6888 | -52.6009 | 54.9425 | 0.035382 | 0.11252 | 0.2644 | 0.2644 | 0.2644 | 42.5573 | 0 | 5.5511e-17 | 0 | 0.11252 | 0.27831 | 0.2644 | 0 | 0 | 4.9898 | 4.6173 | 0 | 0.16579 | -0.16579 | 14.1843 | 61.6217 | 0 | 6.1734 | 6.1734 | 0.73548 | 6.1734 | 0 | 0.29083 | 0.090016 | 0 | 4.7298
2025-01-28 09:00 | 0.050459 | 28.0116 | -40.9165 | 41.4446 | 0.047798 | 0.15201 | 0.35703 | 0.35703 | 0.35703 | 42.5751 | 0 | 5.5511e-17 | 0 | 0.15201 | 0.37582 | 0.35703 | 0 | 0 | 5.0407 | 4.4515 | 0 | 0.22381 | -0.22381 | 13.9341 | 60.5346 | 0 | 8.3363 | 8.3363 | 0.99316 | 8.3363 | 0 | 0.39273 | 0.1216 | 0 | 4.6035
2025-01-28 10:00 | 0.16988 | 35.1251 | -26.4669 | 29.1071 | 0.16255 | 0.51692 | 0.38024 | 0.38024 | 0.38024 | 135.9451 | 0 | 0 | 0 | 0.51692 | 0.40026 | 0.38024 | 0 | 0 | 5.143 | 4.2277 | 0.11667 | 0 | 0.11667 | 14.0384 | 60.9879 | 0 | 8.8784 | 8.8784 | 1.0577 | 8.8784 | 0 | 0.41827 | 0.41354 | 0 | 4.7446
2025-01-28 11:00 | 0.21093 | 39.0769 | -9.3387 | 20.2342 | 0.20245 | 0.64382 | 0.29399 | 0.29399 | 0.29399 | 218.9947 | 0 | 0 | 0 | 0.64382 | 0.30946 | 0.29399 | 0 | 0 | 5.0248 | 4.321 | 0.33436 | 0 | 0.33436 | 14.3375 | 62.2871 | 0 | 6.8644 | 6.8644 | 0.8178 | 6.8644 | 0 | 0.32339 | 0.51506 | 0 | 4.9649
2025-01-28 12:00 | 0.20184 | 39.1166 | 8.9846 | 20.1292 | 0.19337 | 0.61496 | 0.71854 | 0.71854 | 0.71854 | 85.5838 | 0 | 0 | 0 | 0.61496 | 0.75636 | 0.71854 | 0 | 0 | 4.7711 | 4.5885 | 0 | 0.1414 | -0.1414 | 14.1794 | 61.6003 | 0 | 16.7784 | 16.7784 | 1.9989 | 16.7784 | 0 | 0.7904 | 0.49196 | 0 | 5.2035
2025-01-28 13:00 | 0.20124 | 35.2358 | 26.1554 | 28.8879 | 0.19379 | 0.61628 | 0.77959 | 0.77959 | 0.77959 | 79.0515 | 0 | 0 | 0 | 0.61628 | 0.82062 | 0.77959 | 0 | 0 | 4.9332 | 4.4471 | 0 | 0.20434 | -0.20434 | 13.9509 | 60.6078 | 0 | 18.2039 | 18.2039 | 2.1688 | 18.2039 | 0 | 0.85755 | 0.49302 | 0 | 5.0634
2025-01-28 14:00 | 0.15158 | 28.1748 | 40.6619 | 41.1886 | 0.14566 | 0.46324 | 0.65817 | 0.65817 | 0.65817 | 70.3827 | 0 | 0 | 0 | 0.46324 | 0.69281 | 0.65817 | 0 | 0 | 5.1101 | 4.2428 | 0 | 0.22957 | -0.22957 | 13.6943 | 59.4927 | 0 | 15.3687 | 15.3687 | 1.831 | 15.3687 | 0 | 0.72399 | 0.37059 | 0 | 4.706
2025-01-28 15:00 | 0.10402 | 18.887 | 52.3954 | 54.673 | 0.10049 | 0.31957 | 0.65988 | 0.65988 | 0.65988 | 48.4285 | 0 | 0 | 0 | 0.31957 | 0.69461 | 0.65988 | 0 | 0 | 5.143 | 4.0132 | 0 | 0.37504 | -0.37504 | 13.275 | 57.6711 | 0 | 15.4086 | 15.4086 | 1.8357 | 15.4086 | 0 | 0.72587 | 0.25566 | 0 | 4.3328
2025-01-28 16:00 | 0.10501 | 8.1451 | 61.9582 | 68.6212 | 0.19151 | 0.60902 | 0.39985 | 0.39985 | 0.39985 | 152.3138 | 0 | 0 | 0 | 0.60902 | 0.42089 | 0.39985 | 0 | 0 | 5.143 | 3.6382 | 0.18813 | 0 | 0.18813 | 13.4432 | 58.4021 | 0 | 9.3367 | 9.3367 | 1.1123 | 9.3367 | 0 | 0.43983 | 0.48722 | 0 | 4.2472
2025-01-28 17:00 | 0.0046352 | 0 | 70.0609 | 90 | 0 | 0 | 0.70342 | 0.70342 | 0.70342 | 0 | 0 | 1.1102e-16 | 0 | 0 | 0.74044 | 0.70342 | 0 | 0 | 5.143 | 3.7887 | 0 | 0.74044 | -0.74044 | 12.6154 | 54.8057 | 0 | 16.4253 | 16.4253 | 1.9569 | 16.4253 | 0 | 0.77376 | 0 | 0 | 3.7887
2025-01-28 18:00 | 0 | 0 | 77.3414 | 90 | 0 | 0 | 0.52638 | 0.52638 | 0.52638 | 0 | 0 | 0 | 0 | 0 | 0.55408 | 0.52638 | 0 | 0 | 5.143 | 3.0482 | 0 | 0.55408 | -0.55408 | 11.9959 | 52.1144 | 0 | 12.2913 | 12.2913 | 1.4643 | 12.2913 | 0 | 0.57902 | 0 | 0 | 3.0482
2025-01-28 19:00 | 0 | 0 | 84.409 | 90 | 0 | 0 | 0.67043 | 0.67043 | 0.67043 | 0 | 0 | 0 | 0 | 0 | 0.70571 | 0.67043 | 0 | 0 | 5.143 | 2.4941 | 0 | 0.70571 | -0.70571 | 11.2069 | 48.6867 | 0 | 15.6549 | 15.6549 | 1.8651 | 15.6549 | 0 | 0.73747 | 0 | 0 | 2.4941
2025-01-28 20:00 | 0 | 0 | 92.0246 | 90 | 0 | 0 | 0.79873 | 0.79873 | 0.79873 | 0 | 0 | 1.1102e-16 | 0 | 0 | 0.84076 | 0.79873 | 0 | 0 | 5.143 | 1.7884 | 0 | 0.84076 | -0.84076 | 10.2669 | 44.603 | 0 | 18.6508 | 18.6508 | 2.222 | 18.6508 | 0 | 0.8786 | 0 | 0 | 1.7884
2025-01-28 21:00 | 0 | 0 | 101.5724 | 90 | 0 | 0 | 0.69094 | 0.69094 | 0.69094 | 0 | 0 | 1.1102e-16 | 0 | 0 | 0.7273 | 0.69094 | 0 | 0 | 5.143 | 0.94767 | 0 | 0.7273 | -0.7273 | 9.4537 | 41.0704 | 0 | 16.1338 | 16.1338 | 1.9221 | 16.1338 | 0 | 0.76003 | 0 | 0 | 0.94767
2025-01-28 22:00 | 0 | 0 | 116.713 | 90 | 0 | 0 | 0.62483 | 0.20935 | 0.20935 | 0 | 0 | 0.41548 | 0.47796 | 0 | 0.22037 | 0.20935 | 0 | 0 | 5.143 | 0.22037 | 0 | 0.22037 | -0.22037 | 9.2074 | 40 | 0 | 14.5902 | 14.5902 | 1.7382 | 14.5902 | 0 | 0.68731 | 0 | 0 | 0.22037
2025-01-28 23:00 | 0 | 0 | 149.896 | 90 | 0 | 0 | 0.73594 | 0 | 0 | 0 | 0 | 0.73594 | 0.80953 | 0 | 0 | 0 | 0 | 0 | 5.143 | 0 | 0 | 0 | 0 | 9.2074 | 40 | 0 | 17.1846 | 17.1846 | 2.0473 | 17.1846 | 0 | 0.80953 | 0 | 0 | 0
2025-01-29 | 0 | 0 | -151.5022 | 90 | 0 | 0 | 0.33666 | 0 | 0 | 0 | 0 | 0.33666 | 0.37032 | 0 | 0 | 0 | 0 | 0 | 5.143 | 0 | 0 | 0 | 0 | 9.2074 | 40 | 0 | 7.8607 | 7.8607 | 0.93649 | 7.8607 | 0 | 0.37032 | 0 | 0 | 0
2025-01-29 01:00 | 0 | 0 | -117.6804 | 90 | 0 | 0 | 0.2952 | 0 | 0 | 0 | 0 | 0.2952 | 0.32472 | 0 | 0 | 0 | 0 | 0 | 5.143 | 0 | 0 | 0 | 0 | 9.2074 | 40 | 0 | 6.8927 | 6.8927 | 0.82117 | 6.8927 | 0 | 0.32472 | 0 | 0 | 0
2025-01-29 02:00 | 0 | 0 | -102.2041 | 90 | 0 | 0 | 0.37052 | 1.5094e-15 | 1.5094e-15 | 0 | 0 | 0.37052 | 0.40758 | 0 | 1.5888e-15 | 1.5094e-15 | 0 | 0 | 5.143 | 1.5888e-15 | 0 | 1.5888e-15 | 0 | 9.2074 | 40 | 0 | 8.6514 | 8.6514 | 1.0307 | 8.6514 | 0 | 0.40758 | 0 | 0 | 1.5888e-15
2025-01-29 03:00 | 0 | 0 | -92.5096 | 90 | 0 | 0 | 0.31132 | 1.5094e-15 | 1.5094e-15 | 0 | 0 | 0.31132 | 0.34245 | 0 | 1.5888e-15 | 1.5094e-15 | 0 | 0 | 5.143 | 1.5888e-15 | 0 | 1.5888e-15 | 0 | 9.2074 | 40 | 0 | 7.269 | 7.269 | 0.866 | 7.269 | 0 | 0.34245 | 0 | 0 | 1.5888e-15
2025-01-29 04:00 | 0 | 0 | -84.8255 | 90 | 0 | 0 | 0.42746 | 3.0188e-15 | 3.0188e-15 | 0 | 0 | 0.42746 | 0.47021 | 0 | 3.1776e-15 | 3.0188e-15 | 0 | 0 | 5.143 | 3.1776e-15 | 0 | 3.1776e-15 | 0 | 9.2074 | 40 | 0 | 9.9809 | 9.9809 | 1.1891 | 9.9809 | 0 | 0.47021 | 0 | 0 | 3.1776e-15
2025-01-29 05:00 | 0 | 0 | -77.7289 | 90 | 0 | 0 | 0.33221 | 3.0188e-15 | 3.0188e-15 | 0 | 0 | 0.33221 | 0.36543 | 0 | 3.1776e-15 | 3.0188e-15 | 0 | 0 | 5.143 | 3.1776e-15 | 0 | 3.1776e-15 | 0 | 9.2074 | 40 | 0 | 7.7567 | 7.7567 | 0.92411 | 7.7567 | 0 | 0.36543 | 0 | 0 | 3.1776e-15
2025-01-29 06:00 | 0.003127 | 0 | -70.4446 | 90 | 0 | 0 | 0.33706 | 3.0188e-15 | 3.0188e-15 | 0 | 0 | 0.33706 | 0.37077 | 0 | 3.1776e-15 | 3.0188e-15 | 0 | 0 | 5.143 | 3.1776e-15 | 0 | 3.1776e-15 | 0 | 9.2074 | 40 | 0 | 7.8701 | 7.8701 | 0.93761 | 7.8701 | 0 | 0.37077 | 0 | 0 | 3.1776e-15
2025-01-29 07:00 | 0.12691 | 8.0304 | -62.357 | 68.917 | 0.2894 | 0.92034 | 0.18698 | 0.18698 | 0.18698 | 492.2176 | 0 | 0 | 0.030811 | 0.92034 | 0.19682 | 0.18698 | 0 | 0 | 5.143 | 3.1776e-15 | 0.72352 | 0 | 0.72352 | 9.8545 | 42.8114 | 0 | 4.3658 | 4.3658 | 0.52012 | 4.3658 | 0 | 0.20568 | 0.73627 | 0 | 0.92034
2025-01-29 08:00 | 0.34271 | 18.8217 | -52.8243 | 54.936 | 0.59628 | 1.8963 | 0.36277 | 0.36277 | 0.36277 | 522.7177 | 0 | 0 | 0 | 1.8963 | 0.38186 | 0.36277 | 0 | 0 | 5.143 | 0.57881 | 1.5144 | 0 | 1.5144 | 11.209 | 48.6959 | 0 | 8.4704 | 8.4704 | 1.0091 | 8.4704 | 0 | 0.39905 | 1.517 | 0 | 2.4751
2025-01-29 09:00 | 0.42243 | 28.1776 | -41.1282 | 41.3999 | 0.61969 | 1.9707 | 0.31052 | 0.31052 | 0.31052 | 634.6475 | 0 | 0 | 0 | 1.9707 | 0.32686 | 0.31052 | 0 | 0 | 5.143 | 1.7903 | 1.6439 | 0 | 1.6439 | 12.6793 | 55.0834 | 0 | 7.2504 | 7.2504 | 0.86379 | 7.2504 | 0 | 0.34157 | 1.5766 | 0 | 3.7611
2025-01-29 10:00 | 0.54184 | 35.3274 | -26.6463 | 29.0005 | 0.7787 | 2.4764 | 0.29724 | 0.29724 | 0.29724 | 833.119 | 0 | 0 | 0 | 2.4764 | 0.31289 | 0.29724 | 0 | 0 | 5.143 | 3.1054 | 2.1635 | 0 | 2.1635 | 14.6144 | 63.4902 | 0 | 6.9404 | 6.9404 | 0.82685 | 6.9404 | 0 | 0.32697 | 1.9811 | 0 | 5.5818
2025-01-29 11:00 | 0.48058 | 39.3107 | -9.4523 | 20.0296 | 0.60522 | 1.9247 | 0.34471 | 0.34471 | 0.34471 | 558.3443 | 0 | 0 | 0 | 1.9247 | 0.36286 | 0.34471 | 0 | 0 | 3.9699 | 4.8362 | 1.5618 | 0 | 1.5618 | 16.0114 | 69.559 | 0 | 8.0488 | 8.0488 | 0.9589 | 8.0488 | 0 | 0.37918 | 1.5397 | 0 | 6.7609
2025-01-29 12:00 | 0.34864 | 39.3659 | 8.9613 | 19.8829 | 0.36851 | 1.1719 | 0.86869 | 0.86869 | 0.86869 | 134.9082 | 0 | 0 | 0 | 1.1719 | 0.91441 | 0.86869 | 0 | 0 | 3.2485 | 6.0061 | 0.25753 | 0 | 0.25753 | 16.2417 | 70.5597 | 0 | 20.2846 | 20.2846 | 2.4166 | 20.2846 | 0 | 0.95556 | 0.93755 | 0 | 7.1781
2025-01-29 13:00 | 0.5529 | 35.4809 | 26.2147 | 28.6961 | 0.79924 | 2.5417 | 0.63119 | 0.63119 | 0.63119 | 402.6845 | 0 | 0 | 0 | 2.5417 | 0.66441 | 0.63119 | 0 | 0 | 3.4312 | 6.0061 | 1.8773 | 0 | 1.8773 | 17.9208 | 77.8543 | 0 | 14.7387 | 14.7387 | 1.7559 | 14.7387 | 0 | 0.69431 | 2.0334 | 0 | 8.5479
2025-01-29 14:00 | 0.34916 | 28.4036 | 40.7759 | 41.0453 | 0.44936 | 1.429 | 0.921 | 0.921 | 0.921 | 155.1624 | 0 | 0 | 0 | 1.429 | 0.96948 | 0.921 | 0 | 0 | 2.2767 | 6.0061 | 0.45957 | 0 | 0.45957 | 18.3319 | 79.64 | 0 | 21.506 | 21.506 | 2.5621 | 21.506 | 0 | 1.0131 | 1.1432 | 0 | 7.4352
2025-01-29 15:00 | 0.30676 | 19.0959 | 52.5404 | 54.5631 | 0.50828 | 1.6164 | 0.71458 | 0.71458 | 0.71458 | 226.2058 | 0 | 0 | 0 | 1.6164 | 0.75219 | 0.71458 | 0 | 0 | 2.263 | 6.0061 | 0.86423 | 0 | 0.86423 | 19.1049 | 82.9982 | 0 | 16.686 | 16.686 | 1.9879 | 16.686 | 0 | 0.78604 | 1.2931 | 0 | 7.6226
2025-01-29 16:00 | 0.14885 | 8.3355 | 62.1218 | 68.5365 | 0.35871 | 1.1407 | 0.83857 | 0.83857 | 0.83857 | 136.0343 | 0 | 0 | 0 | 1.1407 | 0.88271 | 0.83857 | 0 | 0 | 1.8379 | 6.0061 | 0.25804 | 0 | 0.25804 | 19.3357 | 84.0008 | 0 | 19.5812 | 19.5812 | 2.3328 | 19.5812 | 0 | 0.92243 | 0.9126 | 0 | 7.1469
2025-01-29 17:00 | 0.0045885 | 0 | 70.2396 | 90 | 0 | 0 | 0.67116 | 0.67116 | 0.67116 | 0 | 0 | 1.1102e-16 | 0 | 0 | 0.70649 | 0.67116 | 0 | 0 | 1.8447 | 6.0061 | 0 | 0.70649 | -0.70649 | 18.5458 | 80.5694 | 0 | 15.6721 | 15.6721 | 1.8671 | 15.6721 | 0 | 0.73828 | 0 | 0 | 6.0061
2025-01-29 18:00 | 0 | 0 | 77.5377 | 90 | 0 | 0 | 0.56449 | 0.56449 | 0.56449 | 0 | 0 | 0 | 0 | 0 | 0.5942 | 0.56449 | 0 | 0 | 2.5943 | 6.0061 | 0 | 0.5942 | -0.5942 | 17.8814 | 77.6832 | 0 | 13.1812 | 13.1812 | 1.5704 | 13.1812 | 0 | 0.62094 | 0 | 0 | 6.0061
2025-01-29 19:00 | 0 | 0 | 84.6305 | 90 | 0 | 0 | 0.68829 | 0.68829 | 0.68829 | 0 | 0 | 1.1102e-16 | 0 | 0 | 0.72451 | 0.68829 | 0 | 0 | 3.0689 | 6.0061 | 0 | 0.72451 | -0.72451 | 17.0714 | 74.1642 | 0 | 16.072 | 16.072 | 1.9148 | 16.072 | 0 | 0.75712 | 0 | 0 | 6.0061
2025-01-29 20:00 | 0 | 0 | 92.2848 | 90 | 0 | 0 | 0.61222 | 0.61222 | 0.61222 | 0 | 0 | 0 | 0 | 0 | 0.64444 | 0.61222 | 0 | 0 | 3.6015 | 6.0061 | 0 | 0.64444 | -0.64444 | 16.3509 | 71.0341 | 0 | 14.2957 | 14.2957 | 1.7031 | 14.2957 | 0 | 0.67344 | 0 | 0 | 6.0061
2025-01-29 21:00 | 0 | 0 | 101.8936 | 90 | 0 | 0 | 0.74318 | 0.74318 | 0.74318 | 0 | 0 | 0 | 0 | 0 | 0.7823 | 0.74318 | 0 | 0 | 4.0164 | 6.0061 | 0 | 0.7823 | -0.7823 | 15.4763 | 67.2343 | 0 | 17.3539 | 17.3539 | 2.0675 | 17.3539 | 0 | 0.8175 | 0 | 0 | 6.0061
2025-01-29 22:00 | 0 | 0 | 117.1139 | 90 | 0 | 0 | 0.66639 | 0.66639 | 0.66639 | 0 | 0 | 1.1102e-16 | 0 | 0 | 0.70146 | 0.66639 | 0 | 0 | 4.5472 | 5.6071 | 0 | 0.70146 | -0.70146 | 14.692 | 63.8272 | 0 | 15.5606 | 15.5606 | 1.8538 | 15.5606 | 0 | 0.73302 | 0 | 0 | 5.6071
2025-01-29 23:00 | 0 | 0 | 150.1429 | 90 | 0 | 0 | 0.82294 | 0.82294 | 0.82294 | 0 | 0 | 0 | 0 | 0 | 0.86626 | 0.82294 | 0 | 0 | 4.9809 | 4.9056 | 0 | 0.86626 | -0.86626 | 13.7235 | 59.6197 | 0 | 19.2163 | 19.2163 | 2.2894 | 19.2163 | 0 | 0.90524 | 0 | 0 | 4.9056
2025-01-30 | 0 | 0 | -152.0974 | 90 | 0 | 0 | 0.33198 | 0.33198 | 0.33198 | 0 | 0 | 0 | 0 | 0 | 0.34945 | 0.33198 | 0 | 0 | 5.143 | 4.0394 | 0 | 0.34945 | -0.34945 | 13.3328 | 57.9224 | 0 | 7.7515 | 7.7515 | 0.92348 | 7.7515 | 0 | 0.36518 | 0 | 0 | 4.0394
2025-01-30 01:00 | 0 | 0 | -118.2417 | 90 | 0 | 0 | 0.39214 | 0.39214 | 0.39214 | 0 | 0 | 5.5511e-17 | 0 | 0 | 0.41278 | 0.39214 | 0 | 0 | 5.143 | 3.6899 | 0 | 0.41278 | -0.41278 | 12.8713 | 55.9175 | 0 | 9.1561 | 9.1561 | 1.0908 | 9.1561 | 0 | 0.43135 | 0 | 0 | 3.6899
2025-01-30 02:00 | 0 | 0 | -102.6172 | 90 | 0 | 0 | 0.27111 | 0.27111 | 0.27111 | 0 | 0 | 0 | 0 | 0 | 0.28538 | 0.27111 | 0 | 0 | 5.143 | 3.2771 | 0 | 0.28538 | -0.28538 | 12.5522 | 54.5313 | 0 | 6.3302 | 6.3302 | 0.75416 | 6.3302 | 0 | 0.29822 | 0 | 0 | 3.2771
2025-01-30 03:00 | 0 | 0 | -92.8372 | 90 | 0 | 0 | 0.29354 | 0.29354 | 0.29354 | 0 | 0 | 0 | 0 | 0 | 0.30899 | 0.29354 | 0 | 0 | 5.143 | 2.9918 | 0 | 0.30899 | -0.30899 | 12.2068 | 53.0305 | 0 | 6.8539 | 6.8539 | 0.81654 | 6.8539 | 0 | 0.32289 | 0 | 0 | 2.9918
2025-01-30 04:00 | 0 | 0 | -85.1052 | 90 | 0 | 0 | 0.38306 | 0.38306 | 0.38306 | 0 | 0 | 5.5511e-17 | 0 | 0 | 0.40322 | 0.38306 | 0 | 0 | 5.143 | 2.6828 | 0 | 0.40322 | -0.40322 | 11.756 | 51.0721 | 0 | 8.944 | 8.944 | 1.0656 | 8.944 | 0 | 0.42136 | 0 | 0 | 2.6828
2025-01-30 05:00 | 0 | 0 | -77.9818 | 90 | 0 | 0 | 0.38358 | 0.38358 | 0.38358 | 0 | 0 | 5.5511e-17 | 0 | 0 | 0.40377 | 0.38358 | 0 | 0 | 5.143 | 2.2795 | 0 | 0.40377 | -0.40377 | 11.3046 | 49.1109 | 0 | 8.9562 | 8.9562 | 1.067 | 8.9562 | 0 | 0.42194 | 0 | 0 | 2.2795
2025-01-30 06:00 | 0.0040182 | 0 | -70.6831 | 90 | 0 | 0 | 0.39653 | 0.39653 | 0.39653 | 0 | 0 | 5.5511e-17 | 0 | 0 | 0.4174 | 0.39653 | 0 | 0 | 5.143 | 1.8758 | 0 | 0.4174 | -0.4174 | 10.8379 | 47.0836 | 0 | 9.2586 | 9.2586 | 1.103 | 9.2586 | 0 | 0.43618 | 0 | 0 | 1.8758
2025-01-30 07:00 | 0.11201 | 8.1417 | -62.5884 | 68.9346 | 0.21888 | 0.69606 | 0.36503 | 0.36503 | 0.36503 | 190.6854 | 0 | 0 | 0 | 0.69606 | 0.38425 | 0.36503 | 0 | 0 | 5.143 | 1.4584 | 0.31182 | 0 | 0.31182 | 11.1168 | 48.2952 | 0 | 8.5232 | 8.5232 | 1.0154 | 8.5232 | 0 | 0.40154 | 0.55685 | 0 | 2.1544
2025-01-30 08:00 | 0.14207 | 18.9601 | -53.0503 | 54.9262 | 0.14362 | 0.45674 | 0.47784 | 0.47784 | 0.47784 | 95.5855 | 1.1102e-16 | 0 | 0 | 0.45674 | 0.50299 | 0.47784 | 0 | 0 | 5.143 | 1.7078 | 0 | 0.046243 | -0.046243 | 11.0651 | 48.0706 | 0 | 11.1571 | 11.1571 | 1.3292 | 11.1571 | 0 | 0.52562 | 0.36539 | 0 | 2.1646
2025-01-30 09:00 | 0.28736 | 28.3493 | -41.3418 | 41.3518 | 0.32536 | 1.0347 | 0.26736 | 0.26736 | 0.26736 | 387.0135 | 0 | 0 | 0 | 1.0347 | 0.28143 | 0.26736 | 0 | 0 | 5.143 | 1.6616 | 0.75329 | 0 | 0.75329 | 11.7388 | 50.9976 | 0 | 6.2426 | 6.2426 | 0.74372 | 6.2426 | 0 | 0.2941 | 0.82777 | 0 | 2.6963
2025-01-30 10:00 | 0.24167 | 35.5357 | -26.8263 | 28.89 | 0.23716 | 0.75421 | 0.37125 | 0.37125 | 0.37125 | 203.1531 | 0 | 0 | 0 | 0.75421 | 0.39079 | 0.37125 | 0 | 0 | 5.143 | 2.2642 | 0.36342 | 0 | 0.36342 | 12.0639 | 52.4098 | 0 | 8.6684 | 8.6684 | 1.0327 | 8.6684 | 0 | 0.40838 | 0.60337 | 0 | 3.0184
2025-01-30 11:00 | 0.34876 | 39.5503 | -9.5644 | 19.8199 | 0.3678 | 1.1697 | 0.27987 | 0.27987 | 0.27987 | 417.929 | 0 | 0 | 0 | 1.1697 | 0.2946 | 0.27987 | 0 | 0 | 5.143 | 2.555 | 0.87507 | 0 | 0.87507 | 12.8466 | 55.81 | 0 | 6.5348 | 6.5348 | 0.77853 | 6.5348 | 0 | 0.30786 | 0.93574 | 0 | 3.7246
2025-01-30 12:00 | 0.34564 | 39.6202 | 8.9423 | 19.6325 | 0.36298 | 1.1543 | 0.65137 | 0.65137 | 0.65137 | 177.215 | 0 | 0 | 0 | 1.1543 | 0.68565 | 0.65137 | 0 | 0 | 5.143 | 3.255 | 0.46867 | 0 | 0.46867 | 13.2658 | 57.6311 | 0 | 15.2099 | 15.2099 | 1.8121 | 15.2099 | 0 | 0.71651 | 0.92346 | 0 | 4.4093
2025-01-30 13:00 | 0.42769 | 35.73 | 26.2802 | 28.5039 | 0.53189 | 1.6915 | 0.54138 | 0.54138 | 0.54138 | 312.4391 | 0 | 0 | 0 | 1.6915 | 0.56988 | 0.54138 | 0 | 0 | 5.143 | 3.6299 | 1.1216 | 0 | 1.1216 | 14.269 | 61.9894 | 0 | 12.6417 | 12.6417 | 1.5061 | 12.6417 | 0 | 0.59552 | 1.3532 | 0 | 5.3214
2025-01-30 14:00 | 0.42586 | 28.6351 | 40.8967 | 40.9034 | 0.61873 | 1.9677 | 0.87646 | 0.87646 | 0.87646 | 224.5008 | 0 | 0 | 0 | 1.9677 | 0.92259 | 0.87646 | 0 | 0 | 4.5316 | 4.5272 | 1.0451 | 0 | 1.0451 | 15.2037 | 66.0502 | 0 | 20.4659 | 20.4659 | 2.4382 | 20.4659 | 0 | 0.9641 | 1.5741 | 0 | 6.4949
2025-01-30 15:00 | 0.28843 | 19.3066 | 52.6919 | 54.4552 | 0.45446 | 1.4453 | 0.88413 | 0.88413 | 0.88413 | 163.4668 | 0 | 0 | 0 | 1.4453 | 0.93066 | 0.88413 | 0 | 0 | 3.9732 | 5.3633 | 0.5146 | 0 | 0.5146 | 15.664 | 68.0498 | 0 | 20.645 | 20.645 | 2.4596 | 20.645 | 0 | 0.97254 | 1.1562 | 0 | 6.8086
2025-01-30 16:00 | 0.15355 | 8.527 | 62.2915 | 68.4541 | 0.36448 | 1.1591 | 0.70434 | 0.70434 | 0.70434 | 164.567 | 0 | 0 | 0 | 1.1591 | 0.74141 | 0.70434 | 0 | 0 | 3.8168 | 5.775 | 0.4177 | 0 | 0.4177 | 16.0376 | 69.6728 | 0 | 16.4468 | 16.4468 | 1.9594 | 16.4468 | 0 | 0.77477 | 0.92729 | 0 | 6.9341
2025-01-30 17:00 | 0.0065197 | 0 | 70.4243 | 90 | 0 | 0 | 0.83582 | 0.83582 | 0.83582 | 0 | 0 | 1.1102e-16 | 0 | 0 | 0.87981 | 0.83582 | 0 | 0 | 3.6737 | 6.0061 | 0 | 0.87981 | -0.87981 | 15.0539 | 65.3995 | 0 | 19.5171 | 19.5171 | 2.3252 | 19.5171 | 0 | 0.91941 | 0 | 0 | 6.0061
2025-01-30 18:00 | 0 | 0 | 77.7401 | 90 | 0 | 0 | 0.56823 | 0.56823 | 0.56823 | 0 | 0 | 0 | 0 | 0 | 0.59813 | 0.56823 | 0 | 0 | 4.583 | 5.2293 | 0 | 0.59813 | -0.59813 | 14.3852 | 62.4943 | 0 | 13.2685 | 13.2685 | 1.5808 | 13.2685 | 0 | 0.62505 | 0 | 0 | 5.2293
2025-01-30 19:00 | 0 | 0 | 84.8583 | 90 | 0 | 0 | 0.84096 | 0.84096 | 0.84096 | 0 | 0 | 1.1102e-16 | 0 | 0 | 0.88522 | 0.84096 | 0 | 0 | 5.0362 | 4.6312 | 0 | 0.88522 | -0.88522 | 13.3955 | 58.1946 | 0 | 19.637 | 19.637 | 2.3395 | 19.637 | 0 | 0.92506 | 0 | 0 | 4.6312
2025-01-30 20:00 | 0 | 0 | 92.552 | 90 | 0 | 0 | 0.74515 | 0.74515 | 0.74515 | 0 | 0 | 0 | 0 | 0 | 0.78437 | 0.74515 | 0 | 0 | 5.143 | 3.746 | 0 | 0.78437 | -0.78437 | 12.5185 | 54.3848 | 0 | 17.3998 | 17.3998 | 2.0729 | 17.3998 | 0 | 0.81967 | 0 | 0 | 3.746
2025-01-30 21:00 | 0 | 0 | 102.2225 | 90 | 0 | 0 | 0.64019 | 0.64019 | 0.64019 | 0 | 0 | 0 | 0 | 0 | 0.67388 | 0.64019 | 0 | 0 | 5.143 | 2.9616 | 0 | 0.67388 | -0.67388 | 11.7651 | 51.1117 | 0 | 14.9488 | 14.9488 | 1.7809 | 14.9488 | 0 | 0.7042 | 0 | 0 | 2.9616
2025-01-30 22:00 | 0 | 0 | 117.5236 | 90 | 0 | 0 | 0.90003 | 0.90003 | 0.90003 | 0 | 0 | 1.1102e-16 | 0 | 0 | 0.9474 | 0.90003 | 0 | 0 | 5.143 | 2.2877 | 0 | 0.9474 | -0.9474 | 10.7059 | 46.5101 | 0 | 21.0163 | 21.0163 | 2.5038 | 21.0163 | 0 | 0.99003 | 0 | 0 | 2.2877
2025-01-30 23:00 | 0 | 0 | 150.4009 | 90 | 0 | 0 | 0.94662 | 0.94662 | 0.94662 | 0 | 0 | 0 | 0 | 0 | 0.99645 | 0.94662 | 0 | 0 | 5.143 | 1.3403 | 0 | 0.99645 | -0.99645 | 9.5918 | 41.6702 | 0 | 22.1043 | 22.1043 | 2.6334 | 22.1043 | 0 | 1.0413 | 0 | 0 | 1.3403
2025-01-31 | 0 | 0 | -152.6755 | 90 | 0 | 0 | 0.36676 | 0.32667 | 0.32667 | 0 | 0 | 0.040087 | 0.076763 | 0 | 0.34386 | 0.32667 | 0 | 0 | 5.143 | 0.34386 | 0 | 0.34386 | -0.34386 | 9.2074 | 40 | 0 | 8.5635 | 8.5635 | 1.0202 | 8.5635 | 0 | 0.40343 | 0 | 0 | 0.34386
2025-01-31 01:00 | 0 | 0 | -118.8042 | 90 | 0 | 0 | 0.2881 | 0 | 0 | 0 | 0 | 0.2881 | 0.31691 | 0 | 0 | 0 | 0 | 0 | 5.143 | 0 | 0 | 0 | 0 | 9.2074 | 40 | 0 | 6.7269 | 6.7269 | 0.80141 | 6.7269 | 0 | 0.31691 | 0 | 0 | 0
2025-01-31 02:00 | 0 | 0 | -103.0345 | 90 | 0 | 0 | 0.25228 | 1.5094e-15 | 1.5094e-15 | 0 | 0 | 0.25228 | 0.27751 | 0 | 1.5888e-15 | 1.5094e-15 | 0 | 0 | 5.143 | 1.5888e-15 | 0 | 1.5888e-15 | 0 | 9.2074 | 40 | 0 | 5.8906 | 5.8906 | 0.70178 | 5.8906 | 0 | 0.27751 | 0 | 0 | 1.5888e-15
2025-01-31 03:00 | 0 | 0 | -93.1689 | 90 | 0 | 0 | 0.34908 | 3.0188e-15 | 3.0188e-15 | 0 | 0 | 0.34908 | 0.38399 | 0 | 3.1776e-15 | 3.0188e-15 | 0 | 0 | 5.143 | 3.1776e-15 | 0 | 3.1776e-15 | 0 | 9.2074 | 40 | 0 | 8.1507 | 8.1507 | 0.97104 | 8.1507 | 0 | 0.38399 | 0 | 0 | 3.1776e-15
2025-01-31 04:00 | 0 | 0 | -85.3886 | 90 | 0 | 0 | 0.30771 | 3.0188e-15 | 3.0188e-15 | 0 | 0 | 0.30771 | 0.33848 | 0 | 3.1776e-15 | 3.0188e-15 | 0 | 0 | 5.143 | 3.1776e-15 | 0 | 3.1776e-15 | 0 | 9.2074 | 40 | 0 | 7.1848 | 7.1848 | 0.85596 | 7.1848 | 0 | 0.33848 | 0 | 0 | 3.1776e-15
2025-01-31 05:00 | 0 | 0 | -78.238 | 90 | 0 | 0 | 0.24994 | 3.0188e-15 | 3.0188e-15 | 0 | 0 | 0.24994 | 0.27494 | 0 | 3.1776e-15 | 3.0188e-15 | 0 | 0 | 5.143 | 3.1776e-15 | 0 | 3.1776e-15 | 0 | 9.2074 | 40 | 0 | 5.836 | 5.836 | 0.69528 | 5.836 | 0 | 0.27494 | 0 | 0 | 3.1776e-15
2025-01-31 06:00 | 0.0034769 | 0 | -70.9247 | 90 | 0 | 0 | 0.40174 | 3.0188e-15 | 3.0188e-15 | 0 | 0 | 0.40174 | 0.44192 | 0 | 3.1776e-15 | 3.0188e-15 | 0 | 0 | 5.143 | 3.1776e-15 | 0 | 3.1776e-15 | 0 | 9.2074 | 40 | 0 | 9.3803 | 9.3803 | 1.1175 | 9.3803 | 0 | 0.44192 | 0 | 0 | 3.1776e-15
2025-01-31 07:00 | 0.12554 | 8.2583 | -62.8225 | 68.9491 | 0.26947 | 0.85697 | 0.25956 | 0.25956 | 0.25956 | 330.1639 | 0 | 0 | 0.12269 | 0.85697 | 0.27322 | 0.25956 | 0 | 0 | 5.143 | 3.1776e-15 | 0.58375 | 0 | 0.58375 | 9.7295 | 42.2683 | 0 | 6.0605 | 6.0605 | 0.72202 | 6.0605 | 0 | 0.28552 | 0.68558 | 0 | 0.85697
2025-01-31 08:00 | 0.2906 | 19.104 | -53.2788 | 54.9133 | 0.46285 | 1.4719 | 0.31641 | 0.31641 | 0.31641 | 465.1975 | 0 | 0 | 0 | 1.4719 | 0.33307 | 0.31641 | 0 | 0 | 5.143 | 0.467 | 1.1389 | 0 | 1.1389 | 10.7481 | 46.6936 | 0 | 7.388 | 7.388 | 0.88018 | 7.388 | 0 | 0.34805 | 1.1776 | 0 | 1.9389
2025-01-31 09:00 | 0.51468 | 28.5267 | -41.5572 | 41.3003 | 0.79733 | 2.5356 | 0.32568 | 0.32568 | 0.32568 | 778.5671 | 0 | 0 | 0 | 2.5356 | 0.34282 | 0.32568 | 0 | 0 | 5.143 | 1.3781 | 2.1928 | 0 | 2.1928 | 12.7095 | 55.2143 | 0 | 7.6044 | 7.6044 | 0.90596 | 7.6044 | 0 | 0.35825 | 2.0285 | 0 | 3.9137
2025-01-31 10:00 | 0.67549 | 35.7498 | -27.0067 | 28.7758 | 1.0041 | 3.1933 | 0.39158 | 0.39158 | 0.39158 | 815.4901 | 0 | 0 | 0 | 3.1933 | 0.41219 | 0.39158 | 0 | 0 | 5.1253 | 3.1324 | 2.7811 | 0 | 2.7811 | 15.1969 | 66.0209 | 0 | 9.1431 | 9.1431 | 1.0893 | 9.1431 | 0 | 0.43074 | 2.5546 | 0 | 6.3257
2025-01-31 11:00 | 0.68618 | 39.7955 | -9.6746 | 19.6051 | 0.99717 | 3.1712 | 0.277 | 0.277 | 0.277 | 1144.817 | 0 | 0 | 0 | 3.1712 | 0.29158 | 0.277 | 0 | 0 | 3.4757 | 5.3572 | 2.8796 | 0 | 2.8796 | 17.7725 | 77.2101 | 0 | 6.4678 | 6.4678 | 0.77055 | 6.4678 | 0 | 0.3047 | 2.5369 | 0 | 8.5284
2025-01-31 12:00 | 0.61332 | 39.8794 | 8.9277 | 19.3784 | 0.86698 | 2.7572 | 0.67075 | 0.67075 | 0.67075 | 411.0541 | 0.14688 | 0 | 0 | 2.7572 | 0.70605 | 0.67075 | 0 | 0 | 1.9042 | 6.0061 | 1.9042 | 0 | 1.9042 | 19.4757 | 84.6093 | 0 | 15.6625 | 15.6625 | 1.866 | 15.6625 | 0 | 0.73783 | 2.2057 | 0 | 8.7633
2025-01-31 13:00 | 0.63028 | 35.9829 | 26.3519 | 28.3116 | 0.93171 | 2.963 | 0.4134 | 0.4134 | 0.4134 | 716.7377 | 1.4179 | 0 | 0 | 2.963 | 0.43516 | 0.4134 | 0 | 0 | 1.1099 | 6.0061 | 1.1099 | 0 | 1.1099 | 20.4684 | 88.9221 | 0 | 9.6532 | 9.6532 | 1.15 | 9.6532 | 0 | 0.45474 | 2.3704 | 0 | 8.9692
2025-01-31 14:00 | 0.5199 | 28.8693 | 41.0242 | 40.7628 | 0.80321 | 2.5543 | 0.64156 | 0.64156 | 0.64156 | 398.1477 | 1.0801 | 0 | 0 | 2.5543 | 0.67532 | 0.64156 | 0 | 0 | 0.79889 | 6.0061 | 0.79889 | 0 | 0.79889 | 21.183 | 92.0264 | 0 | 14.9808 | 14.9808 | 1.7848 | 14.9808 | 0 | 0.70571 | 2.0435 | 0 | 8.5605
2025-01-31 15:00 | 0.33082 | 19.519 | 52.85 | 54.3494 | 0.55366 | 1.7607 | 0.66217 | 0.66217 | 0.66217 | 265.9046 | 0.48869 | 0 | 0 | 1.7607 | 0.69702 | 0.66217 | 0 | 0 | 0.57503 | 6.0061 | 0.57503 | 0 | 0.57503 | 21.6973 | 94.2607 | 0 | 15.4621 | 15.4621 | 1.8421 | 15.4621 | 0 | 0.72839 | 1.4086 | 0 | 7.7669
2025-01-31 16:00 | 0.14284 | 8.7195 | 62.4675 | 68.3742 | 0.31755 | 1.0099 | 0.63671 | 0.63671 | 0.63671 | 158.6055 | 0 | 0 | 0 | 1.0099 | 0.67022 | 0.63671 | 0 | 0 | 0.41389 | 6.0061 | 0.33963 | 0 | 0.33963 | 22.0011 | 95.5805 | 0 | 14.8676 | 14.8676 | 1.7713 | 14.8676 | 0 | 0.70038 | 0.80788 | 0 | 7.016
2025-01-31 17:00 | 0.0037736 | 0 | 70.615 | 90 | 0 | 0 | 0.84631 | 0.84631 | 0.84631 | 0 | 0 | 1.1102e-16 | 0 | 0 | 0.89086 | 0.84631 | 0 | 0 | 0.3512 | 6.0061 | 0 | 0.89086 | -0.89086 | 21.0051 | 91.2535 | 0 | 19.762 | 19.762 | 2.3544 | 19.762 | 0 | 0.93094 | 0 | 0 | 6.0061
2025-01-31 18:00 | 0 | 0 | 77.9484 | 90 | 0 | 0 | 0.55202 | 0.55202 | 0.55202 | 0 | 0 | 1.1102e-16 | 0 | 0 | 0.58108 | 0.55202 | 0 | 0 | 1.2714 | 6.0061 | 0 | 0.58108 | -0.58108 | 20.3554 | 88.4311 | 0 | 12.8902 | 12.8902 | 1.5357 | 12.8902 | 0 | 0.60723 | 0 | 0 | 6.0061
2025-01-31 19:00 | 0 | 0 | 85.0923 | 90 | 0 | 0 | 0.70767 | 0.70767 | 0.70767 | 0 | 0 | 1.1102e-16 | 0 | 0 | 0.74492 | 0.70767 | 0 | 0 | 1.708 | 6.0061 | 0 | 0.74492 | -0.74492 | 19.5226 | 84.8129 | 0 | 16.5247 | 16.5247 | 1.9687 | 16.5247 | 0 | 0.77844 | 0 | 0 | 6.0061
2025-01-31 20:00 | 0 | 0 | 92.8259 | 90 | 0 | 0 | 0.63028 | 0.63028 | 0.63028 | 0 | 0 | 1.1102e-16 | 0 | 0 | 0.66345 | 0.63028 | 0 | 0 | 2.2495 | 6.0061 | 0 | 0.66345 | -0.66345 | 18.7808 | 81.5905 | 0 | 14.7174 | 14.7174 | 1.7534 | 14.7174 | 0 | 0.6933 | 0 | 0 | 6.0061
2025-01-31 21:00 | 0 | 0 | 102.5592 | 90 | 0 | 0 | 0.79454 | 0.79454 | 0.79454 | 0 | 0 | 1.1102e-16 | 0 | 0 | 0.83636 | 0.79454 | 0 | 0 | 2.6742 | 6.0061 | 0 | 0.83636 | -0.83636 | 17.8457 | 77.5281 | 0 | 18.5532 | 18.5532 | 2.2104 | 18.5532 | 0 | 0.874 | 0 | 0 | 6.0061
2025-01-31 22:00 | 0 | 0 | 117.9416 | 90 | 0 | 0 | 0.55753 | 0.55753 | 0.55753 | 0 | 0 | 1.1102e-16 | 0 | 0 | 0.58687 | 0.55753 | 0 | 0 | 3.2474 | 6.0061 | 0 | 0.58687 | -0.58687 | 17.1896 | 74.6776 | 0 | 13.0187 | 13.0187 | 1.551 | 13.0187 | 0 | 0.61328 | 0 | 0 | 6.0061
2025-01-31 23:00 | 0 | 0 | 150.6692 | 90 | 0 | 0 | 0.58873 | 0.58873 | 0.58873 | 0 | 0 | 0 | 0 | 0 | 0.61972 | 0.58873 | 0 | 0 | 3.5673 | 6.0061 | 0 | 0.61972 | -0.61972 | 16.4967 | 71.6676 | 0 | 13.7473 | 13.7473 | 1.6378 | 13.7473 | 0 | 0.6476 | 0 | 0 | 6.0061
2025-02-01 | 0 | 0 | -153.2361 | 90 | 0 | 0 | 0.22314 | 0.22314 | 0.22314 | 0 | 0 | 2.7756e-17 | 0 | 0 | 0.23488 | 0.22314 | 0 | 0 | 3.9422 | 6.0061 | 0 | 0.23488 | -0.23488 | 16.2341 | 70.5267 | 0 | 1.1943 | 1.1943 | 0.14228 | 1.1943 | 0 | 0.24545 | 0 | 0 | 6.0061
2025-02-01 01:00 | 0 | 0 | -119.3673 | 90 | 0 | 0 | 0.43586 | 0.43586 | 0.43586 | 0 | 0 | 5.5511e-17 | 0 | 0 | 0.4588 | 0.43586 | 0 | 0 | 3.9781 | 6.0061 | 0 | 0.4588 | -0.4588 | 15.7212 | 68.2983 | 0 | 2.3327 | 2.3327 | 0.27791 | 2.3327 | 0 | 0.47944 | 0 | 0 | 6.0061
2025-02-01 02:00 | 0 | 0 | -103.4556 | 90 | 0 | 0 | 0.25753 | 0.25753 | 0.25753 | 0 | 0 | 0 | 0 | 0 | 0.27108 | 0.25753 | 0 | 0 | 4.2769 | 5.8261 | 0 | 0.27108 | -0.27108 | 15.4181 | 66.9816 | 0 | 1.3783 | 1.3783 | 0.16421 | 1.3783 | 0 | 0.28328 | 0 | 0 | 5.8261
2025-02-01 03:00 | 0 | 0 | -93.5045 | 90 | 0 | 0 | 0.29922 | 0.29922 | 0.29922 | 0 | 0 | 0 | 0 | 0 | 0.31497 | 0.29922 | 0 | 0 | 4.3999 | 5.555 | 0 | 0.31497 | -0.31497 | 15.0659 | 65.4517 | 0 | 1.6015 | 1.6015 | 0.19079 | 1.6015 | 0 | 0.32915 | 0 | 0 | 5.555
2025-02-01 04:00 | 0 | 0 | -85.6756 | 90 | 0 | 0 | 0.28268 | 0.28268 | 0.28268 | 0 | 0 | 0 | 0 | 0 | 0.29756 | 0.28268 | 0 | 0 | 4.588 | 5.2401 | 0 | 0.29756 | -0.29756 | 14.7333 | 64.0065 | 0 | 1.5129 | 1.5129 | 0.18024 | 1.5129 | 0 | 0.31095 | 0 | 0 | 5.2401
2025-02-01 05:00 | 0 | 0 | -78.4975 | 90 | 0 | 0 | 0.39511 | 0.39511 | 0.39511 | 0 | 0 | 0 | 0 | 0 | 0.41591 | 0.39511 | 0 | 0 | 4.765 | 4.9425 | 0 | 0.41591 | -0.41591 | 14.2683 | 61.9863 | 0 | 2.1147 | 2.1147 | 0.25193 | 2.1147 | 0 | 0.43462 | 0 | 0 | 4.9425
2025-02-01 06:00 | 0.0027382 | 0 | -71.1693 | 90 | 0 | 0 | 0.28069 | 0.28069 | 0.28069 | 0 | 0 | 5.5511e-17 | 0 | 0 | 0.29546 | 0.28069 | 0 | 0 | 5.0528 | 4.5266 | 0 | 0.29546 | -0.29546 | 13.9379 | 60.5513 | 0 | 1.5022 | 1.5022 | 0.17897 | 1.5022 | 0 | 0.30875 | 0 | 0 | 4.5266
2025-02-01 07:00 | 0.035842 | 8.3803 | -63.0594 | 68.9607 | 0.034825 | 0.11075 | 0.38608 | 0.38608 | 0.38608 | 28.6863 | 0 | 0 | 0 | 0.11075 | 0.4064 | 0.38608 | 0 | 0 | 5.143 | 4.2312 | 0 | 0.29564 | -0.29564 | 13.6074 | 59.1153 | 0 | 2.0663 | 2.0663 | 0.24617 | 2.0663 | 0 | 0.42468 | 0.088601 | 0 | 4.3419
2025-02-01 08:00 | 0.25343 | 19.2534 | -53.5096 | 54.8973 | 0.36056 | 1.1466 | 0.43036 | 0.43036 | 0.43036 | 266.4358 | 0 | 0 | 0 | 1.1466 | 0.45301 | 0.43036 | 0 | 0 | 5.143 | 3.9355 | 0.69363 | 0 | 0.69363 | 14.2278 | 61.8105 | 0 | 2.3033 | 2.3033 | 0.27441 | 2.3033 | 0 | 0.4734 | 0.91731 | 0 | 5.0821
2025-02-01 09:00 | 0.38816 | 28.7097 | -41.7743 | 41.2456 | 0.52917 | 1.6829 | 0.23651 | 0.23651 | 0.23651 | 711.5504 | 0 | 0 | 0 | 1.6829 | 0.24895 | 0.23651 | 0 | 0 | 4.8087 | 4.4904 | 1.4339 | 0 | 1.4339 | 15.5103 | 67.3823 | 0 | 1.2658 | 1.2658 | 0.1508 | 1.2658 | 0 | 0.26016 | 1.3463 | 0 | 6.1733
2025-02-01 10:00 | 0.59365 | 35.9696 | -27.1877 | 28.6579 | 0.86552 | 2.7525 | 0.39264 | 0.39264 | 0.39264 | 701.0215 | 0 | 0 | 0 | 2.7525 | 0.41331 | 0.39264 | 0 | 0 | 3.8283 | 5.6375 | 2.3392 | 0 | 2.3392 | 17.6026 | 76.4717 | 0 | 2.1014 | 2.1014 | 0.25036 | 2.1014 | 0 | 0.43191 | 2.202 | 0 | 8.39
2025-02-01 11:00 | 0.69891 | 40.0463 | -9.7831 | 19.3854 | 1.0133 | 3.2226 | 0.29434 | 0.29434 | 0.29434 | 1094.853 | 0.56474 | 0 | 0 | 3.2226 | 0.30983 | 0.29434 | 0 | 0 | 2.348 | 6.0061 | 2.348 | 0 | 2.348 | 19.7027 | 85.5954 | 0 | 1.5753 | 1.5753 | 0.18768 | 1.5753 | 0 | 0.32377 | 2.5781 | 0 | 9.2287
2025-02-01 12:00 | 0.61841 | 40.1435 | 8.9177 | 19.1205 | 0.87203 | 2.7732 | 0.98868 | 0.98868 | 0.98868 | 280.4951 | 0.69369 | 0 | 0 | 2.7732 | 1.0407 | 0.98868 | 0 | 0 | 1.0388 | 6.0061 | 1.0388 | 0 | 1.0388 | 20.6318 | 89.6319 | 0 | 5.2856 | 5.2856 | 0.62971 | 5.2856 | 0 | 1.0876 | 2.2186 | 0 | 8.7794
2025-02-01 13:00 | 0.60864 | 36.2395 | 26.4299 | 28.1193 | 0.89001 | 2.8304 | 0.5619 | 0.5619 | 0.5619 | 503.7206 | 1.4912 | 0 | 0 | 2.8304 | 0.59147 | 0.5619 | 0 | 0 | 0.74771 | 6.0061 | 0.74771 | 0 | 0.74771 | 21.3006 | 92.5372 | 0 | 3.004 | 3.004 | 0.35788 | 3.004 | 0 | 0.61809 | 2.2643 | 0 | 8.8365
2025-02-01 14:00 | 0.55097 | 29.106 | 41.1584 | 40.6239 | 0.84968 | 2.7021 | 0.71542 | 0.71542 | 0.71542 | 377.696 | 1.4109 | 0 | 0 | 2.7021 | 0.75308 | 0.71542 | 0 | 0 | 0.53818 | 6.0061 | 0.53818 | 0 | 0.53818 | 21.782 | 94.6285 | 0 | 3.8247 | 3.8247 | 0.45566 | 3.8247 | 0 | 0.78697 | 2.1617 | 0 | 8.7083
2025-02-01 15:00 | 0.37132 | 19.733 | 53.0146 | 54.2458 | 0.63151 | 2.0083 | 0.697 | 0.697 | 0.697 | 288.1353 | 0.88724 | 0 | 0 | 2.0083 | 0.73368 | 0.697 | 0 | 0 | 0.38737 | 6.0061 | 0.38737 | 0 | 0.38737 | 22.1284 | 96.1337 | 0 | 3.7262 | 3.7262 | 0.44393 | 3.7262 | 0 | 0.7667 | 1.6066 | 0 | 8.0144
2025-02-01 16:00 | 0.14067 | 8.9129 | 62.6497 | 68.2968 | 0.29926 | 0.95169 | 0.91317 | 0.91317 | 0.91317 | 104.2177 | 0 | 0 | 0 | 0.95169 | 0.96123 | 0.91317 | 0 | 0 | 0.27882 | 6.0061 | 0 | 0.0095473 | -0.0095473 | 22.1178 | 96.0873 | 0 | 4.8819 | 4.8819 | 0.58161 | 4.8819 | 0 | 1.0045 | 0.76135 | 0 | 6.9578
2025-02-01 17:00 | 0.0060432 | 0 | 70.8116 | 90 | 0 | 0 | 0.62206 | 0.62206 | 0.62206 | 0 | 0 | 0 | 0 | 0 | 0.6548 | 0.62206 | 0 | 0 | 0.40933 | 6.0061 | 0 | 0.6548 | -0.6548 | 21.3857 | 92.9068 | 0 | 3.3256 | 3.3256 | 0.3962 | 3.3256 | 0 | 0.68427 | 0 | 0 | 6.0061
2025-02-01 18:00 | 0 | 0 | 78.1626 | 90 | 0 | 0 | 0.60078 | 0.60078 | 0.60078 | 0 | 0 | 1.1102e-16 | 0 | 0 | 0.6324 | 0.60078 | 0 | 0 | 1.0485 | 6.0061 | 0 | 0.6324 | -0.6324 | 20.6786 | 89.8352 | 0 | 3.2118 | 3.2118 | 0.38264 | 3.2118 | 0 | 0.66085 | 0 | 0 | 6.0061
2025-02-01 19:00 | 0 | 0 | 85.3324 | 90 | 0 | 0 | 0.55716 | 0.55716 | 0.55716 | 0 | 0 | 1.1102e-16 | 0 | 0 | 0.58649 | 0.55716 | 0 | 0 | 1.5374 | 6.0061 | 0 | 0.58649 | -0.58649 | 20.0229 | 86.9865 | 0 | 2.9787 | 2.9787 | 0.35487 | 2.9787 | 0 | 0.61288 | 0 | 0 | 6.0061
2025-02-01 20:00 | 0 | 0 | 93.1065 | 90 | 0 | 0 | 0.64035 | 0.64035 | 0.64035 | 0 | 0 | 0 | 0 | 0 | 0.67405 | 0.64035 | 0 | 0 | 1.9315 | 6.0061 | 0 | 0.67405 | -0.67405 | 19.2693 | 83.7126 | 0 | 3.4233 | 3.4233 | 0.40784 | 3.4233 | 0 | 0.70438 | 0 | 0 | 6.0061
2025-02-01 21:00 | 0 | 0 | 102.9032 | 90 | 0 | 0 | 0.61071 | 0.61071 | 0.61071 | 0 | 0 | 1.1102e-16 | 0 | 0 | 0.64285 | 0.61071 | 0 | 0 | 2.3878 | 6.0061 | 0 | 0.64285 | -0.64285 | 18.5506 | 80.5902 | 0 | 3.2649 | 3.2649 | 0.38897 | 3.2649 | 0 | 0.67178 | 0 | 0 | 6.0061
2025-02-01 22:00 | 0 | 0 | 118.3676 | 90 | 0 | 0 | 0.77994 | 0.77994 | 0.77994 | 0 | 0 | 0 | 0 | 0 | 0.82099 | 0.77994 | 0 | 0 | 2.7955 | 6.0061 | 0 | 0.82099 | -0.82099 | 17.6327 | 76.6026 | 0 | 4.1696 | 4.1696 | 0.49675 | 4.1696 | 0 | 0.85793 | 0 | 0 | 6.0061
2025-02-01 23:00 | 0 | 0 | 150.9472 | 90 | 0 | 0 | 0.70136 | 0.70136 | 0.70136 | 0 | 0 | 1.1102e-16 | 0 | 0 | 0.73827 | 0.70136 | 0 | 0 | 3.3588 | 6.0061 | 0 | 0.73827 | -0.73827 | 16.8073 | 73.0167 | 0 | 3.7495 | 3.7495 | 0.44671 | 3.7495 | 0 | 0.7715 | 0 | 0 | 6.0061
2025-02-02 | 0 | 0 | -153.7791 | 90 | 0 | 0 | 0.36687 | 0.36687 | 0.36687 | 0 | 0 | 5.5511e-17 | 0 | 0 | 0.38618 | 0.36687 | 0 | 0 | 3.8185 | 6.0061 | 0 | 0.38618 | -0.38618 | 16.3755 | 71.141 | 0 | 1.9635 | 1.9635 | 0.23393 | 1.9635 | 0 | 0.40356 | 0 | 0 | 6.0061
2025-02-02 01:00 | 0 | 0 | -119.9303 | 90 | 0 | 0 | 0.28285 | 0.28285 | 0.28285 | 0 | 0 | 0 | 0 | 0 | 0.29773 | 0.28285 | 0 | 0 | 3.9624 | 6.0061 | 0 | 0.29773 | -0.29773 | 16.0426 | 69.6948 | 0 | 1.5138 | 1.5138 | 0.18035 | 1.5138 | 0 | 0.31113 | 0 | 0 | 6.0061
2025-02-02 02:00 | 0 | 0 | -103.8802 | 90 | 0 | 0 | 0.26256 | 0.26256 | 0.26256 | 0 | 0 | 0 | 0 | 0 | 0.27638 | 0.26256 | 0 | 0 | 4.0812 | 6.0061 | 0 | 0.27638 | -0.27638 | 15.7336 | 68.3524 | 0 | 1.4053 | 1.4053 | 0.16742 | 1.4053 | 0 | 0.28882 | 0 | 0 | 6.0061
2025-02-02 03:00 | 0 | 0 | -93.8438 | 90 | 0 | 0 | 0.36274 | 0.36274 | 0.36274 | 0 | 0 | 0 | 0 | 0 | 0.38184 | 0.36274 | 0 | 0 | 4.2184 | 5.8373 | 0 | 0.38184 | -0.38184 | 15.3067 | 66.4977 | 0 | 1.9414 | 1.9414 | 0.2313 | 1.9414 | 0 | 0.39902 | 0 | 0 | 5.8373
2025-02-02 04:00 | 0 | 0 | -85.966 | 90 | 0 | 0 | 0.4873 | 0.4873 | 0.4873 | 0 | 0 | 5.5511e-17 | 0 | 0 | 0.51295 | 0.4873 | 0 | 0 | 4.4697 | 5.4554 | 0 | 0.51295 | -0.51295 | 14.7332 | 64.0063 | 0 | 2.6081 | 2.6081 | 0.31071 | 2.6081 | 0 | 0.53603 | 0 | 0 | 5.4554
2025-02-02 05:00 | 0 | 0 | -78.7601 | 90 | 0 | 0 | 0.45068 | 0.45068 | 0.45068 | 0 | 0 | 0 | 0 | 0 | 0.4744 | 0.45068 | 0 | 0 | 4.831 | 4.9425 | 0 | 0.4744 | -0.4744 | 14.2028 | 61.7021 | 0 | 2.4121 | 2.4121 | 0.28737 | 2.4121 | 0 | 0.49575 | 0 | 0 | 4.9425
2025-02-02 06:00 | 0.0032559 | 0 | -71.4167 | 90 | 0 | 0 | 0.25749 | 0.25749 | 0.25749 | 0 | 0 | 5.5511e-17 | 0 | 0 | 0.27104 | 0.25749 | 0 | 0 | 5.1341 | 4.4681 | 0 | 0.27104 | -0.27104 | 13.8998 | 60.3856 | 0 | 1.3781 | 1.3781 | 0.16418 | 1.3781 | 0 | 0.28324 | 0 | 0 | 4.4681
2025-02-02 07:00 | 0.081706 | 8.5076 | -63.299 | 68.9692 | 0.1024 | 0.32566 | 0.36933 | 0.36933 | 0.36933 | 88.1746 | 0 | 0 | 0 | 0.32566 | 0.38877 | 0.36933 | 0 | 0 | 5.143 | 4.197 | 0 | 0.063114 | -0.063114 | 13.8292 | 60.079 | 0 | 1.9767 | 1.9767 | 0.2355 | 1.9767 | 0 | 0.40627 | 0.26053 | 0 | 4.5227
2025-02-02 08:00 | 0.29415 | 19.4081 | -53.7427 | 54.8782 | 0.46204 | 1.4694 | 0.33503 | 0.33503 | 0.33503 | 438.5745 | 0 | 0 | 0 | 1.4694 | 0.35266 | 0.33503 | 0 | 0 | 5.143 | 4.1339 | 1.1167 | 0 | 1.1167 | 14.828 | 64.4182 | 0 | 1.7931 | 1.7931 | 0.21362 | 1.7931 | 0 | 0.36853 | 1.1755 | 0 | 5.6033
2025-02-02 09:00 | 0.26666 | 28.8983 | -41.9932 | 41.1876 | 0.28647 | 0.91102 | 0.36448 | 0.36448 | 0.36448 | 249.9483 | 0 | 0 | 0 | 0.91102 | 0.38367 | 0.36448 | 0 | 0 | 4.3562 | 5.0273 | 0.52735 | 0 | 0.52735 | 15.2997 | 66.4673 | 0 | 1.9507 | 1.9507 | 0.2324 | 1.9507 | 0 | 0.40093 | 0.72882 | 0 | 5.9383
2025-02-02 10:00 | 0.43225 | 36.1951 | -27.3691 | 28.5364 | 0.53381 | 1.6976 | 0.43362 | 0.43362 | 0.43362 | 391.4945 | 0 | 0 | 0 | 1.6976 | 0.45645 | 0.43362 | 0 | 0 | 4.0928 | 5.4492 | 1.2412 | 0 | 1.2412 | 16.4098 | 71.2901 | 0 | 2.3208 | 2.3208 | 0.27649 | 2.3208 | 0 | 0.47699 | 1.3581 | 0 | 7.1468
2025-02-02 11:00 | 0.19398 | 40.3026 | -9.8897 | 19.1608 | 0.1854 | 0.5896 | 0.42209 | 0.42209 | 0.42209 | 139.6845 | 0 | 0 | 0 | 0.5896 | 0.44431 | 0.42209 | 0 | 0 | 3.3176 | 6.0061 | 0.14529 | 0 | 0.14529 | 16.5398 | 71.8547 | 0 | 2.2591 | 2.2591 | 0.26914 | 2.2591 | 0 | 0.4643 | 0.47168 | 0 | 6.5957
2025-02-02 12:00 | 0.33941 | 40.4125 | 8.9122 | 18.859 | 0.35103 | 1.1163 | 0.82018 | 0.82018 | 0.82018 | 136.1108 | 0 | 0 | 0 | 1.1163 | 0.86334 | 0.82018 | 0 | 0 | 3.4172 | 6.0061 | 0.253 | 0 | 0.253 | 16.7661 | 72.8378 | 0 | 4.3847 | 4.3847 | 0.52238 | 4.3847 | 0 | 0.90219 | 0.89308 | 0 | 7.1225
2025-02-02 13:00 | 0.24858 | 36.4998 | 26.5143 | 27.9273 | 0.24383 | 0.77542 | 0.98906 | 0.98906 | 0.98906 | 78.3997 | 0 | 0 | 0 | 0.77542 | 1.0411 | 0.98906 | 0 | 0 | 3.3427 | 6.0061 | 0 | 0.2657 | -0.2657 | 16.469 | 71.5472 | 0 | 5.2876 | 5.2876 | 0.62995 | 5.2876 | 0 | 1.088 | 0.62034 | 0 | 6.7816
2025-02-02 14:00 | 0.12781 | 29.3452 | 41.2995 | 40.4866 | 0.12213 | 0.38839 | 0.79847 | 0.79847 | 0.79847 | 48.6412 | 0 | 1.1102e-16 | 0 | 0.38839 | 0.84049 | 0.79847 | 0 | 0 | 3.6591 | 6.0061 | 0 | 0.45211 | -0.45211 | 15.9636 | 69.3513 | 0 | 4.2687 | 4.2687 | 0.50856 | 4.2687 | 0 | 0.87832 | 0.31071 | 0 | 6.3945
2025-02-02 15:00 | 0.06948 | 19.9485 | 53.1858 | 54.1446 | 0.066334 | 0.21095 | 0.67564 | 0.67564 | 0.67564 | 31.2224 | 0 | 0 | 0 | 0.21095 | 0.7112 | 0.67564 | 0 | 0 | 4.0578 | 6.0061 | 0 | 0.50025 | -0.50025 | 15.4043 | 66.9215 | 0 | 3.6121 | 3.6121 | 0.43033 | 3.6121 | 0 | 0.74321 | 0.16876 | 0 | 6.2171
2025-02-02 16:00 | 0.029342 | 9.1072 | 62.8381 | 68.2221 | 0.028225 | 0.089761 | 0.6815 | 0.6815 | 0.6815 | 13.1711 | 0 | 0 | 0 | 0.089761 | 0.71737 | 0.6815 | 0 | 0 | 4.4337 | 5.5427 | 0 | 0.62761 | -0.62761 | 14.7026 | 63.8731 | 0 | 3.6434 | 3.6434 | 0.43406 | 3.6434 | 0 | 0.74965 | 0.071809 | 0 | 5.6324
2025-02-02 17:00 | 0.0083779 | 0 | 71.0142 | 90 | 0 | 0 | 0.82563 | 0.82563 | 0.82563 | 0 | 0 | 1.1102e-16 | 0 | 0 | 0.86908 | 0.82563 | 0 | 0 | 4.8875 | 4.9151 | 0 | 0.86908 | -0.86908 | 13.7309 | 59.6519 | 0 | 4.4139 | 4.4139 | 0.52585 | 4.4139 | 0 | 0.90819 | 0 | 0 | 4.9151
2025-02-02 18:00 | 0 | 0 | 78.3828 | 90 | 0 | 0 | 0.73937 | 0.73937 | 0.73937 | 0 | 0 | 0 | 0 | 0 | 0.77829 | 0.73937 | 0 | 0 | 5.143 | 4.046 | 0 | 0.77829 | -0.77829 | 12.8608 | 55.8716 | 0 | 3.9527 | 3.9527 | 0.47092 | 3.9527 | 0 | 0.81331 | 0 | 0 | 4.046
2025-02-02 19:00 | 0 | 0 | 85.5786 | 90 | 0 | 0 | 0.69395 | 0.69395 | 0.69395 | 0 | 0 | 1.1102e-16 | 0 | 0 | 0.73047 | 0.69395 | 0 | 0 | 5.143 | 3.2677 | 0 | 0.73047 | -0.73047 | 12.0441 | 52.3236 | 0 | 3.7099 | 3.7099 | 0.44199 | 3.7099 | 0 | 0.76335 | 0 | 0 | 3.2677
2025-02-02 20:00 | 0 | 0 | 93.3936 | 90 | 0 | 0 | 0.80266 | 0.80266 | 0.80266 | 0 | 0 | 1.1102e-16 | 0 | 0 | 0.8449 | 0.80266 | 0 | 0 | 5.143 | 2.5372 | 0 | 0.8449 | -0.8449 | 11.0994 | 48.2198 | 0 | 4.2911 | 4.2911 | 0.51122 | 4.2911 | 0 | 0.88292 | 0 | 0 | 2.5372
2025-02-02 21:00 | 0 | 0 | 103.2546 | 90 | 0 | 0 | 0.67548 | 0.67548 | 0.67548 | 0 | 0 | 1.1102e-16 | 0 | 0 | 0.71103 | 0.67548 | 0 | 0 | 5.143 | 1.6923 | 0 | 0.71103 | -0.71103 | 10.3045 | 44.7663 | 0 | 3.6112 | 3.6112 | 0.43022 | 3.6112 | 0 | 0.74302 | 0 | 0 | 1.6923
2025-02-02 22:00 | 0 | 0 | 118.8014 | 90 | 0 | 0 | 0.92384 | 0.92384 | 0.92384 | 0 | 0 | 1.1102e-16 | 0.08399 | 0 | 0.97246 | 0.92384 | 0 | 0 | 5.143 | 0.9813 | 0 | 0.97246 | -0.97246 | 9.2172 | 40.0429 | 0 | 4.9389 | 4.9389 | 0.5884 | 4.9389 | 0 | 1.0162 | 0 | 0 | 0.9813
2025-02-02 23:00 | 0 | 0 | 151.2343 | 90 | 0 | 0 | 0.94001 | 0.0083941 | 0.0083941 | 0 | 0 | 0.93162 | 1.0256 | 0 | 0.0088359 | 0.0083941 | 0 | 0 | 5.143 | 0.0088359 | 0 | 0.0088359 | -0.0088359 | 9.2074 | 40 | 0 | 5.0254 | 5.0254 | 0.59871 | 5.0254 | 0 | 1.034 | 0 | 0 | 0.0088359
2025-02-03 | 0 | 0 | -154.3042 | 90 | 0 | 0 | 0.37284 | 0 | 0 | 0 | 0 | 0.37284 | 0.41012 | 0 | 0 | 0 | 0 | 0 | 5.143 | 0 | 0 | 0 | 0 | 9.2074 | 40 | 0 | 1.9955 | 1.9955 | 0.23773 | 1.9955 | 0 | 0.41012 | 0 | 0 | 0
2025-02-03 01:00 | 0 | 0 | -120.4925 | 90 | 0 | 0 | 0.33125 | 1.5094e-15 | 1.5094e-15 | 0 | 0 | 0.33125 | 0.36438 | 0 | 1.5888e-15 | 1.5094e-15 | 0 | 0 | 5.143 | 1.5888e-15 | 0 | 1.5888e-15 | 0 | 9.2074 | 40 | 0 | 1.7729 | 1.7729 | 0.21122 | 1.7729 | 0 | 0.36438 | 0 | 0 | 1.5888e-15
2025-02-03 02:00 | 0 | 0 | -104.3079 | 90 | 0 | 0 | 0.30491 | 3.0188e-15 | 3.0188e-15 | 0 | 0 | 0.30491 | 0.3354 | 0 | 3.1776e-15 | 3.0188e-15 | 0 | 0 | 5.143 | 3.1776e-15 | 0 | 3.1776e-15 | 0 | 9.2074 | 40 | 0 | 1.6319 | 1.6319 | 0.19442 | 1.6319 | 0 | 0.3354 | 0 | 0 | 3.1776e-15
2025-02-03 03:00 | 0 | 0 | -94.1866 | 90 | 0 | 0 | 0.4088 | 3.0188e-15 | 3.0188e-15 | 0 | 0 | 0.4088 | 0.44968 | 0 | 3.1776e-15 | 3.0188e-15 | 0 | 0 | 5.143 | 3.1776e-15 | 0 | 3.1776e-15 | 0 | 9.2074 | 40 | 0 | 2.1879 | 2.1879 | 0.26066 | 2.1879 | 0 | 0.44968 | 0 | 0 | 3.1776e-15
2025-02-03 04:00 | 0 | 0 | -86.2597 | 90 | 0 | 0 | 0.50136 | 3.0188e-15 | 3.0188e-15 | 0 | 0 | 0.50136 | 0.5515 | 0 | 3.1776e-15 | 3.0188e-15 | 0 | 0 | 5.143 | 3.1776e-15 | 0 | 3.1776e-15 | 0 | 9.2074 | 40 | 0 | 2.6833 | 2.6833 | 0.31968 | 2.6833 | 0 | 0.5515 | 0 | 0 | 3.1776e-15
2025-02-03 05:00 | 0 | 0 | -79.0256 | 90 | 0 | 0 | 0.32479 | 4.5281e-15 | 4.5281e-15 | 0 | 0 | 0.32479 | 0.35727 | 0 | 4.7665e-15 | 4.5281e-15 | 0 | 0 | 5.143 | 4.7665e-15 | 0 | 4.7665e-15 | 0 | 9.2074 | 40 | 0 | 1.7383 | 1.7383 | 0.20709 | 1.7383 | 0 | 0.35727 | 0 | 0 | 4.7665e-15
2025-02-03 06:00 | 0.0045701 | 0 | -71.6669 | 90 | 0 | 0 | 0.33824 | 4.5281e-15 | 4.5281e-15 | 0 | 0 | 0.33824 | 0.37206 | 0 | 4.7665e-15 | 4.5281e-15 | 0 | 0 | 5.143 | 4.7665e-15 | 0 | 4.7665e-15 | 0 | 9.2074 | 40 | 0 | 1.8103 | 1.8103 | 0.21567 | 1.8103 | 0 | 0.37206 | 0 | 0 | 4.7665e-15
2025-02-03 07:00 | 0.12132 | 8.6402 | -63.5411 | 68.9748 | 0.23115 | 0.73509 | 0.32605 | 0.32605 | 0.32605 | 225.4521 | 0 | 0 | 0.21899 | 0.73509 | 0.34321 | 0.32605 | 0 | 0 | 5.143 | 4.7665e-15 | 0.39188 | 0 | 0.39188 | 9.5579 | 41.5227 | 0 | 1.7451 | 1.7451 | 0.2079 | 1.7451 | 0 | 0.35866 | 0.58807 | 0 | 0.73509
2025-02-03 08:00 | 0.12266 | 19.5683 | -53.9781 | 54.856 | 0.11953 | 0.38012 | 0.4212 | 0.4212 | 0.4212 | 90.247 | 0 | 0 | 0.093273 | 0.38012 | 0.44337 | 0.4212 | 0 | 0 | 5.143 | 0.3135 | 0 | 0.063249 | -0.063249 | 9.4872 | 41.2155 | 0 | 2.2543 | 2.2543 | 0.26857 | 2.2543 | 0 | 0.46332 | 0.3041 | 0 | 0.69363
2025-02-03 09:00 | 0.14557 | 29.0924 | -42.2137 | 41.1264 | 0.13943 | 0.44341 | 0.28829 | 0.28829 | 0.28829 | 153.8105 | 0 | 0 | 0 | 0.44341 | 0.30346 | 0.28829 | 0 | 0 | 5.143 | 0.25025 | 0.13995 | 0 | 0.13995 | 9.6123 | 41.7593 | 0 | 1.5429 | 1.5429 | 0.18382 | 1.5429 | 0 | 0.31711 | 0.35473 | 0 | 0.69367
2025-02-03 10:00 | 0.28701 | 36.4262 | -27.551 | 28.4114 | 0.29046 | 0.92371 | 0.29378 | 0.29378 | 0.29378 | 314.422 | 0 | 0 | 0 | 0.92371 | 0.30924 | 0.29378 | 0 | 0 | 5.143 | 0.36222 | 0.61447 | 0 | 0.61447 | 10.1619 | 44.147 | 0 | 1.5723 | 1.5723 | 0.18732 | 1.5723 | 0 | 0.32316 | 0.73897 | 0 | 1.2859
2025-02-03 11:00 | 0.70262 | 40.5645 | -9.9945 | 18.9313 | 1.0106 | 3.214 | 0.32992 | 0.32992 | 0.32992 | 974.1595 | 0 | 0 | 0 | 3.214 | 0.34729 | 0.32992 | 0 | 0 | 5.143 | 0.85379 | 2.8667 | 0 | 2.8667 | 12.726 | 55.2861 | 0 | 1.7658 | 1.7658 | 0.21037 | 1.7658 | 0 | 0.36292 | 2.5712 | 0 | 4.0678
2025-02-03 12:00 | 0.74879 | 40.6862 | 8.9114 | 18.5941 | 1.0799 | 3.4342 | 0.61903 | 0.61903 | 0.61903 | 554.7761 | 0 | 0 | 0 | 3.4342 | 0.65161 | 0.61903 | 0 | 0 | 5.0353 | 3.1471 | 2.7826 | 0 | 2.7826 | 15.2148 | 66.0985 | 0 | 3.3094 | 3.3094 | 0.39427 | 3.3094 | 0 | 0.68093 | 2.7474 | 0 | 6.5814
2025-02-03 13:00 | 0.59057 | 36.7636 | 26.6051 | 27.7357 | 0.84751 | 2.6952 | 0.77044 | 0.77044 | 0.77044 | 349.828 | 0 | 0 | 0 | 2.6952 | 0.81099 | 0.77044 | 0 | 0 | 3.43 | 5.3732 | 1.8842 | 0 | 1.8842 | 16.9001 | 73.4201 | 0 | 4.1188 | 4.1188 | 0.4907 | 4.1188 | 0 | 0.84749 | 2.1562 | 0 | 8.0685
2025-02-03 14:00 | 0.39498 | 29.5866 | 41.4475 | 40.3513 | 0.52963 | 1.6843 | 0.9547 | 0.9547 | 0.9547 | 176.4236 | 0 | 0 | 0 | 1.6843 | 1.005 | 0.9547 | 0 | 0 | 2.5929 | 6.0061 | 0.67937 | 0 | 0.67937 | 17.5078 | 76.0599 | 0 | 5.1039 | 5.1039 | 0.60806 | 5.1039 | 0 | 1.0502 | 1.3475 | 0 | 7.6905
2025-02-03 15:00 | 0.18586 | 20.1653 | 53.3636 | 54.0457 | 0.2027 | 0.64463 | 0.57373 | 0.57373 | 0.57373 | 112.3563 | 0 | 0 | 0 | 0.64463 | 0.60393 | 0.57373 | 0 | 0 | 2.5634 | 6.0061 | 0.040696 | 0 | 0.040696 | 17.5442 | 76.2181 | 0 | 3.0672 | 3.0672 | 0.36542 | 3.0672 | 0 | 0.63111 | 0.5157 | 0 | 6.6508
2025-02-03 16:00 | 0.077499 | 9.3022 | 63.0326 | 68.15 | 0.085692 | 0.27252 | 0.60002 | 0.60002 | 0.60002 | 45.4175 | 0 | 1.1102e-16 | 0 | 0.27252 | 0.6316 | 0.60002 | 0 | 0 | 2.8184 | 6.0061 | 0 | 0.35909 | -0.35909 | 17.1427 | 74.4739 | 0 | 3.2078 | 3.2078 | 0.38216 | 3.2078 | 0 | 0.66003 | 0.21801 | 0 | 6.2787
2025-02-03 17:00 | 0.0058657 | 0 | 71.2226 | 90 | 0 | 0 | 0.67963 | 0.67963 | 0.67963 | 0 | 0 | 1.1102e-16 | 0 | 0 | 0.7154 | 0.67963 | 0 | 0 | 3.2698 | 6.0061 | 0 | 0.7154 | -0.7154 | 16.3429 | 70.9991 | 0 | 3.6334 | 3.6334 | 0.43287 | 3.6334 | 0 | 0.7476 | 0 | 0 | 6.0061
2025-02-03 18:00 | 0 | 0 | 78.6087 | 90 | 0 | 0 | 0.87908 | 0.87908 | 0.87908 | 0 | 0 | 0 | 0 | 0 | 0.92534 | 0.87908 | 0 | 0 | 3.9126 | 6.0061 | 0 | 0.92534 | -0.92534 | 15.3083 | 66.5046 | 0 | 4.6996 | 4.6996 | 0.5599 | 4.6996 | 0 | 0.96698 | 0 | 0 | 6.0061
2025-02-03 19:00 | 0 | 0 | 85.8308 | 90 | 0 | 0 | 0.89619 | 0.89619 | 0.89619 | 0 | 0 | 1.1102e-16 | 0 | 0 | 0.94336 | 0.89619 | 0 | 0 | 4.6326 | 5.4568 | 0 | 0.94336 | -0.94336 | 14.2536 | 61.9226 | 0 | 4.7911 | 4.7911 | 0.5708 | 4.7911 | 0 | 0.98581 | 0 | 0 | 5.4568
2025-02-03 20:00 | 0 | 0 | 93.6871 | 90 | 0 | 0 | 0.81633 | 0.81633 | 0.81633 | 0 | 0 | 0 | 0 | 0 | 0.85929 | 0.81633 | 0 | 0 | 5.143 | 4.5135 | 0 | 0.85929 | -0.85929 | 13.2929 | 57.7489 | 0 | 4.3641 | 4.3641 | 0.51993 | 4.3641 | 0 | 0.89796 | 0 | 0 | 4.5135
2025-02-03 21:00 | 0 | 0 | 103.6131 | 90 | 0 | 0 | 0.79586 | 0.79586 | 0.79586 | 0 | 0 | 1.1102e-16 | 0 | 0 | 0.83775 | 0.79586 | 0 | 0 | 5.143 | 3.6542 | 0 | 0.83775 | -0.83775 | 12.3562 | 53.6798 | 0 | 4.2547 | 4.2547 | 0.50689 | 4.2547 | 0 | 0.87545 | 0 | 0 | 3.6542
2025-02-03 22:00 | 0 | 0 | 119.2424 | 90 | 0 | 0 | 0.57063 | 0.57063 | 0.57063 | 0 | 0 | 1.1102e-16 | 0 | 0 | 0.60067 | 0.57063 | 0 | 0 | 5.143 | 2.8164 | 0 | 0.60067 | -0.60067 | 11.6847 | 50.7623 | 0 | 3.0507 | 3.0507 | 0.36344 | 3.0507 | 0 | 0.6277 | 0 | 0 | 2.8164
2025-02-03 23:00 | 0 | 0 | 151.5299 | 90 | 0 | 0 | 0.74765 | 0.74765 | 0.74765 | 0 | 0 | 1.1102e-16 | 0 | 0 | 0.787 | 0.74765 | 0 | 0 | 5.143 | 2.2158 | 0 | 0.787 | -0.787 | 10.8048 | 46.9397 | 0 | 3.997 | 3.997 | 0.47619 | 3.997 | 0 | 0.82241 | 0 | 0 | 2.2158
2025-02-04 | 0 | 0 | -154.8114 | 90 | 0 | 0 | 0.24295 | 0.24295 | 0.24295 | 0 | 0 | 2.7756e-17 | 0 | 0 | 0.25574 | 0.24295 | 0 | 0 | 5.143 | 1.4288 | 0 | 0.25574 | -0.25574 | 10.5189 | 45.6976 | 0 | 1.3003 | 1.3003 | 0.15491 | 1.3003 | 0 | 0.26725 | 0 | 0 | 1.4288
2025-02-04 01:00 | 0 | 0 | -121.0533 | 90 | 0 | 0 | 0.36201 | 0.36201 | 0.36201 | 0 | 0 | 5.5511e-17 | 0 | 0 | 0.38107 | 0.36201 | 0 | 0 | 5.143 | 1.173 | 0 | 0.38107 | -0.38107 | 10.0928 | 43.8467 | 0 | 1.9375 | 1.9375 | 0.23083 | 1.9375 | 0 | 0.39821 | 0 | 0 | 1.173
2025-02-04 02:00 | 0 | 0 | -104.7385 | 90 | 0 | 0 | 0.34828 | 0.34828 | 0.34828 | 0 | 0 | 5.5511e-17 | 0 | 0 | 0.36661 | 0.34828 | 0 | 0 | 5.143 | 0.79197 | 0 | 0.36661 | -0.36661 | 9.6829 | 42.066 | 0 | 1.864 | 1.864 | 0.22207 | 1.864 | 0 | 0.38311 | 0 | 0 | 0.79197
2025-02-04 03:00 | 0 | 0 | -94.5327 | 90 | 0 | 0 | 0.27439 | 0.27439 | 0.27439 | 0 | 0 | 0 | 0 | 0 | 0.28883 | 0.27439 | 0 | 0 | 5.143 | 0.42535 | 0 | 0.28883 | -0.28883 | 9.36 | 40.6631 | 0 | 1.4685 | 1.4685 | 0.17496 | 1.4685 | 0 | 0.30183 | 0 | 0 | 0.42535
2025-02-04 04:00 | 0 | 0 | -86.5566 | 90 | 0 | 0 | 0.2935 | 0.1297 | 0.1297 | 0 | 0 | 0.1638 | 0.19315 | 0 | 0.13652 | 0.1297 | 0 | 0 | 5.143 | 0.13652 | 0 | 0.13652 | -0.13652 | 9.2074 | 40 | 0 | 1.5708 | 1.5708 | 0.18714 | 1.5708 | 0 | 0.32285 | 0 | 0 | 0.13652
2025-02-04 05:00 | 0 | 0 | -79.2942 | 90 | 0 | 0 | 0.30071 | 0 | 0 | 0 | 0 | 0.30071 | 0.33078 | 0 | 0 | 0 | 0 | 0 | 5.143 | 0 | 0 | 0 | 0 | 9.2074 | 40 | 0 | 1.6094 | 1.6094 | 0.19174 | 1.6094 | 0 | 0.33078 | 0 | 0 | 0
2025-02-04 06:00 | 0.0034271 | 0 | -71.9199 | 90 | 0 | 0 | 0.24607 | 0 | 0 | 0 | 0 | 0.24607 | 0.27068 | 0 | 0 | 0 | 0 | 0 | 5.143 | 0 | 0 | 0 | 0 | 9.2074 | 40 | 0 | 1.317 | 1.317 | 0.1569 | 1.317 | 0 | 0.27068 | 0 | 0 | 0
2025-02-04 07:00 | 0.16795 | 8.778 | -63.7858 | 68.9773 | 0.38399 | 1.2212 | 0.32739 | 0.32739 | 0.32739 | 373.0056 | 0 | 0 | 0.1281 | 1.2212 | 0.34462 | 0.32739 | 0 | 0 | 5.143 | 0 | 0.87655 | 0 | 0.87655 | 9.9914 | 43.406 | 0 | 1.7522 | 1.7522 | 0.20875 | 1.7522 | 0 | 0.36012 | 0.97693 | 0 | 1.2212
2025-02-04 08:00 | 0.40525 | 19.7338 | -54.2158 | 54.8308 | 0.68287 | 2.1716 | 0.39245 | 0.39245 | 0.39245 | 553.3562 | 0 | 0 | 0 | 2.1716 | 0.41311 | 0.39245 | 0 | 0 | 5.143 | 0.70124 | 1.7585 | 0 | 1.7585 | 11.5643 | 50.2392 | 0 | 2.1004 | 2.1004 | 0.25024 | 2.1004 | 0 | 0.4317 | 1.7373 | 0 | 2.8729
2025-02-04 09:00 | 0.61207 | 29.292 | -42.436 | 41.0622 | 0.93704 | 2.9799 | 0.48773 | 0.48773 | 0.48773 | 610.9847 | 0 | 0 | 0 | 2.9799 | 0.5134 | 0.48773 | 0 | 0 | 5.143 | 2.1081 | 2.4665 | 0 | 2.4665 | 13.7704 | 59.8234 | 0 | 2.6103 | 2.6103 | 0.31099 | 2.6103 | 0 | 0.5365 | 2.3839 | 0 | 5.088
2025-02-04 10:00 | 0.73786 | 36.6629 | -27.7332 | 28.283 | 1.0822 | 3.4414 | 0.44633 | 0.44633 | 0.44633 | 771.0511 | 0 | 0 | 0 | 3.4414 | 0.46982 | 0.44633 | 0 | 0 | 4.4042 | 4.0813 | 2.9716 | 0 | 2.9716 | 16.4283 | 71.3703 | 0 | 2.3888 | 2.3888 | 0.28459 | 2.3888 | 0 | 0.49096 | 2.7532 | 0 | 7.5227
2025-02-04 11:00 | 0.78035 | 40.8317 | -10.0973 | 18.6971 | 1.1234 | 3.5725 | 0.33038 | 0.33038 | 0.33038 | 1081.322 | 0.53349 | 0 | 0 | 3.5725 | 0.34777 | 0.33038 | 0 | 0 | 2.6912 | 6.0061 | 2.6912 | 0 | 2.6912 | 18.8354 | 81.8275 | 0 | 1.7682 | 1.7682 | 0.21066 | 1.7682 | 0 | 0.36342 | 2.858 | 0 | 9.5786
2025-02-04 12:00 | 0.80675 | 40.9645 | 8.9154 | 18.3259 | 1.1623 | 3.6962 | 0.59537 | 0.59537 | 0.59537 | 620.8271 | 1.759 | 0 | 0 | 3.6962 | 0.62671 | 0.59537 | 0 | 0 | 1.3105 | 6.0061 | 1.3105 | 0 | 1.3105 | 20.0075 | 86.9198 | 0 | 3.1829 | 3.1829 | 0.3792 | 3.1829 | 0 | 0.65491 | 2.957 | 0 | 9.7024
2025-02-04 13:00 | 0.73218 | 37.0308 | 26.7025 | 27.5448 | 1.0713 | 3.4068 | 0.67447 | 0.67447 | 0.67447 | 505.1056 | 1.7535 | 0 | 0 | 3.4068 | 0.70997 | 0.67447 | 0 | 0 | 0.94329 | 6.0061 | 0.94329 | 0 | 0.94329 | 20.8513 | 90.5851 | 0 | 3.6058 | 3.6058 | 0.42958 | 3.6058 | 0 | 0.74191 | 2.7254 | 0 | 9.4129
2025-02-04 14:00 | 0.53164 | 29.8303 | 41.6023 | 40.2181 | 0.80391 | 2.5566 | 0.6936 | 0.6936 | 0.6936 | 368.5948 | 1.1475 | 0 | 0 | 2.5566 | 0.73011 | 0.6936 | 0 | 0 | 0.67896 | 6.0061 | 0.67896 | 0 | 0.67896 | 21.4585 | 93.2234 | 0 | 3.7081 | 3.7081 | 0.44176 | 3.7081 | 0 | 0.76296 | 2.0453 | 0 | 8.5627
2025-02-04 15:00 | 0.32419 | 20.3834 | 53.5479 | 53.9495 | 0.51305 | 1.6316 | 0.39983 | 0.39983 | 0.39983 | 408.0717 | 0.72201 | 0 | 0 | 1.6316 | 0.42087 | 0.39983 | 0 | 0 | 0.4887 | 6.0061 | 0.4887 | 0 | 0.4887 | 21.8956 | 95.1223 | 0 | 2.1375 | 2.1375 | 0.25466 | 2.1375 | 0 | 0.43981 | 1.3053 | 0 | 7.6377
2025-02-04 16:00 | 0.13825 | 9.4978 | 63.2333 | 68.0807 | 0.26142 | 0.83137 | 0.4346 | 0.4346 | 0.4346 | 191.295 | 0.022136 | 0 | 0 | 0.83137 | 0.45747 | 0.4346 | 0 | 0 | 0.35176 | 6.0061 | 0.35176 | 0 | 0.35176 | 22.2103 | 96.4891 | 0 | 2.3234 | 2.3234 | 0.2768 | 2.3234 | 0 | 0.47806 | 0.66509 | 0 | 6.8375
2025-02-04 17:00 | 0.0049578 | 0 | 71.4369 | 90 | 0 | 0 | 0.6041 | 0.6041 | 0.6041 | 0 | 0 | 0 | 0 | 0 | 0.6359 | 0.6041 | 0 | 0 | 0.25319 | 6.0061 | 0 | 0.6359 | -0.6359 | 21.4993 | 93.4005 | 0 | 3.2296 | 3.2296 | 0.38476 | 3.2296 | 0 | 0.66451 | 0 | 0 | 6.0061
2025-02-04 18:00 | 0 | 0 | 78.8403 | 90 | 0 | 0 | 0.68285 | 0.68285 | 0.68285 | 0 | 0 | 0 | 0 | 0 | 0.71879 | 0.68285 | 0 | 0 | 0.93431 | 6.0061 | 0 | 0.71879 | -0.71879 | 20.6957 | 89.9093 | 0 | 3.6506 | 3.6506 | 0.43492 | 3.6506 | 0 | 0.75114 | 0 | 0 | 6.0061
2025-02-04 19:00 | 0 | 0 | 86.0889 | 90 | 0 | 0 | 0.47848 | 0.47848 | 0.47848 | 0 | 0 | 0 | 0 | 0 | 0.50367 | 0.47848 | 0 | 0 | 1.5293 | 6.0061 | 0 | 0.50367 | -0.50367 | 20.1325 | 87.4629 | 0 | 2.558 | 2.558 | 0.30475 | 2.558 | 0 | 0.52633 | 0 | 0 | 6.0061
2025-02-04 20:00 | 0 | 0 | 93.987 | 90 | 0 | 0 | 0.80061 | 0.80061 | 0.80061 | 0 | 0 | 1.1102e-16 | 0 | 0 | 0.84275 | 0.80061 | 0 | 0 | 1.8483 | 6.0061 | 0 | 0.84275 | -0.84275 | 19.1903 | 83.3695 | 0 | 4.2801 | 4.2801 | 0.50992 | 4.2801 | 0 | 0.88067 | 0 | 0 | 6.0061
2025-02-04 21:00 | 0 | 0 | 103.9785 | 90 | 0 | 0 | 0.61779 | 0.61779 | 0.61779 | 0 | 0 | 0 | 0 | 0 | 0.65031 | 0.61779 | 0 | 0 | 2.4684 | 6.0061 | 0 | 0.65031 | -0.65031 | 18.4633 | 80.2109 | 0 | 3.3028 | 3.3028 | 0.39348 | 3.3028 | 0 | 0.67957 | 0 | 0 | 6.0061
2025-02-04 22:00 | 0 | 0 | 119.6906 | 90 | 0 | 0 | 0.59459 | 0.59459 | 0.59459 | 0 | 0 | 1.1102e-16 | 0 | 0 | 0.62589 | 0.59459 | 0 | 0 | 2.8622 | 6.0061 | 0 | 0.62589 | -0.62589 | 17.7635 | 77.1709 | 0 | 3.1787 | 3.1787 | 0.3787 | 3.1787 | 0 | 0.65405 | 0 | 0 | 6.0061
2025-02-04 23:00 | 0 | 0 | 151.8333 | 90 | 0 | 0 | 0.59182 | 0.59182 | 0.59182 | 0 | 0 | 1.1102e-16 | 0 | 0 | 0.62297 | 0.59182 | 0 | 0 | 3.2403 | 6.0061 | 0 | 0.62297 | -0.62297 | 17.067 | 74.145 | 0 | 3.1639 | 3.1639 | 0.37694 | 3.1639 | 0 | 0.651 | 0 | 0 | 6.0061
2025-02-05 | 0 | 0 | -155.3006 | 90 | 0 | 0 | 0.37284 | 0.37284 | 0.37284 | 0 | 0 | 0 | 0 | 0 | 0.39247 | 0.37284 | 0 | 0 | 3.6223 | 6.0061 | 0 | 0.39247 | -0.39247 | 16.6282 | 72.2388 | 0 | 1.9955 | 1.9955 | 0.23773 | 1.9955 | 0 | 0.41013 | 0 | 0 | 6.0061
2025-02-05 01:00 | 0 | 0 | -121.6122 | 90 | 0 | 0 | 0.37479 | 0.37479 | 0.37479 | 0 | 0 | 0 | 0 | 0 | 0.39451 | 0.37479 | 0 | 0 | 3.8008 | 6.0061 | 0 | 0.39451 | -0.39451 | 16.1871 | 70.3226 | 0 | 2.0059 | 2.0059 | 0.23897 | 2.0059 | 0 | 0.41227 | 0 | 0 | 6.0061
2025-02-05 02:00 | 0 | 0 | -105.1715 | 90 | 0 | 0 | 0.24626 | 0.24626 | 0.24626 | 0 | 0 | 0 | 0 | 0 | 0.25922 | 0.24626 | 0 | 0 | 4.0182 | 6.0061 | 0 | 0.25922 | -0.25922 | 15.8973 | 69.0635 | 0 | 1.318 | 1.318 | 0.15702 | 1.318 | 0 | 0.27089 | 0 | 0 | 6.0061
2025-02-05 03:00 | 0 | 0 | -94.8819 | 90 | 0 | 0 | 0.31887 | 0.31887 | 0.31887 | 0 | 0 | 0 | 0 | 0 | 0.33565 | 0.31887 | 0 | 0 | 4.1301 | 5.9837 | 0 | 0.33565 | -0.33565 | 15.522 | 67.4332 | 0 | 1.7066 | 1.7066 | 0.20332 | 1.7066 | 0 | 0.35076 | 0 | 0 | 5.9837
2025-02-05 04:00 | 0 | 0 | -86.8564 | 90 | 0 | 0 | 0.45861 | 0.45861 | 0.45861 | 0 | 0 | 5.5511e-17 | 0 | 0 | 0.48275 | 0.45861 | 0 | 0 | 4.3384 | 5.648 | 0 | 0.48275 | -0.48275 | 14.9823 | 65.0884 | 0 | 2.4545 | 2.4545 | 0.29242 | 2.4545 | 0 | 0.50448 | 0 | 0 | 5.648
2025-02-05 05:00 | 0 | 0 | -79.5655 | 90 | 0 | 0 | 0.3155 | 0.3155 | 0.3155 | 0 | 0 | 0 | 0 | 0 | 0.3321 | 0.3155 | 0 | 0 | 4.6791 | 5.1653 | 0 | 0.3321 | -0.3321 | 14.611 | 63.4753 | 0 | 1.6885 | 1.6885 | 0.20117 | 1.6885 | 0 | 0.34704 | 0 | 0 | 5.1653
2025-02-05 06:00 | 0.0070242 | 0 | -72.1754 | 90 | 0 | 0 | 0.4172 | 0.4172 | 0.4172 | 0 | 0 | 5.5511e-17 | 0 | 0 | 0.43916 | 0.4172 | 0 | 0 | 4.862 | 4.8332 | 0 | 0.43916 | -0.43916 | 14.12 | 61.3423 | 0 | 2.2329 | 2.2329 | 0.26602 | 2.2329 | 0 | 0.45892 | 0 | 0 | 4.8332
2025-02-05 07:00 | 0.17037 | 8.9211 | -64.0328 | 68.9769 | 0.38347 | 1.2195 | 0.37676 | 0.37676 | 0.37676 | 323.6792 | 0 | 0 | 0 | 1.2195 | 0.39659 | 0.37676 | 0 | 0 | 5.143 | 4.394 | 0.82291 | 0 | 0.82291 | 14.856 | 64.5399 | 0 | 2.0165 | 2.0165 | 0.24023 | 2.0165 | 0 | 0.41444 | 0.9756 | 0 | 5.6135
2025-02-05 08:00 | 0.36365 | 19.9045 | -54.4556 | 54.8025 | 0.60367 | 1.9198 | 0.57502 | 0.57502 | 0.57502 | 333.8633 | 0 | 0 | 0 | 1.9198 | 0.60528 | 0.57502 | 0 | 0 | 4.4516 | 5.0523 | 1.3145 | 0 | 1.3145 | 16.0318 | 69.6476 | 0 | 3.0775 | 3.0775 | 0.36665 | 3.0775 | 0 | 0.63252 | 1.5358 | 0 | 6.9721
2025-02-05 09:00 | 0.4223 | 29.497 | -42.6598 | 40.9949 | 0.58798 | 1.8699 | 0.50933 | 0.50933 | 0.50933 | 367.1246 | 0 | 0 | 0 | 1.8699 | 0.53614 | 0.50933 | 0 | 0 | 3.5609 | 6.0061 | 1.3337 | 0 | 1.3337 | 17.2247 | 74.8301 | 0 | 2.726 | 2.726 | 0.32476 | 2.726 | 0 | 0.56026 | 1.4959 | 0 | 7.876
2025-02-05 10:00 | 0.58499 | 36.9052 | -27.9158 | 28.1514 | 0.83091 | 2.6424 | 0.5755 | 0.5755 | 0.5755 | 459.1548 | 0 | 0 | 0 | 2.6424 | 0.60579 | 0.5755 | 0 | 0 | 2.7892 | 6.0061 | 2.0367 | 0 | 2.0367 | 19.0463 | 82.7439 | 0 | 3.0801 | 3.0801 | 0.36695 | 3.0801 | 0 | 0.63305 | 2.114 | 0 | 8.6486
2025-02-05 11:00 | 0.78356 | 41.1042 | -10.198 | 18.4583 | 1.1235 | 3.573 | 0.41228 | 0.41228 | 0.41228 | 866.639 | 1.5654 | 0 | 0 | 3.573 | 0.43398 | 0.41228 | 0 | 0 | 1.5736 | 6.0061 | 1.5736 | 0 | 1.5736 | 20.4538 | 88.8584 | 0 | 2.2065 | 2.2065 | 0.26288 | 2.2065 | 0 | 0.45351 | 2.8584 | 0 | 9.5791
2025-02-05 12:00 | 0.76623 | 41.2474 | 8.9243 | 18.0544 | 1.097 | 3.4886 | 0.86316 | 0.86316 | 0.86316 | 404.1674 | 1.7765 | 0 | 0 | 3.4886 | 0.90859 | 0.86316 | 0 | 0 | 0.80348 | 6.0061 | 0.80348 | 0 | 0.80348 | 21.1725 | 91.9805 | 0 | 4.6145 | 4.6145 | 0.54976 | 4.6145 | 0 | 0.94947 | 2.7909 | 0 | 9.4948
2025-02-05 13:00 | 0.58314 | 37.3013 | 26.8065 | 27.3548 | 0.82357 | 2.6191 | 1.0208 | 1.0208 | 1.0208 | 256.5677 | 0.96622 | 0 | 0 | 2.6191 | 1.0746 | 1.0208 | 0 | 0 | 0.57833 | 6.0061 | 0.57833 | 0 | 0.57833 | 21.6897 | 94.2278 | 0 | 5.4574 | 5.4574 | 0.65018 | 5.4574 | 0 | 1.1229 | 2.0953 | 0 | 8.6253
2025-02-05 14:00 | 0.44284 | 30.0761 | 41.7642 | 40.087 | 0.62461 | 1.9864 | 0.80608 | 0.80608 | 0.80608 | 246.4208 | 0.72158 | 0 | 0 | 1.9864 | 0.84851 | 0.80608 | 0 | 0 | 0.41627 | 6.0061 | 0.41627 | 0 | 0.41627 | 22.062 | 95.8452 | 0 | 4.3094 | 4.3094 | 0.5134 | 4.3094 | 0 | 0.88669 | 1.5891 | 0 | 7.9925
2025-02-05 15:00 | 0.33959 | 20.6027 | 53.7388 | 53.8559 | 0.54257 | 1.7255 | 0.81611 | 0.81611 | 0.81611 | 211.427 | 0.56679 | 0 | 0 | 1.7255 | 0.85906 | 0.81611 | 0 | 0 | 0.29962 | 6.0061 | 0.29962 | 0 | 0.29962 | 22.33 | 97.0095 | 0 | 4.363 | 4.363 | 0.51979 | 4.363 | 0 | 0.89772 | 1.3804 | 0 | 7.7316
2025-02-05 16:00 | 0.096334 | 9.694 | 63.44 | 68.0143 | 0.12042 | 0.38296 | 0.8551 | 0.8551 | 0.8551 | 44.7858 | 0 | 1.1102e-16 | 0 | 0.38296 | 0.9001 | 0.8551 | 0 | 0 | 0.21566 | 6.0061 | 0 | 0.51714 | -0.51714 | 21.7519 | 94.4977 | 0 | 4.5714 | 4.5714 | 0.54462 | 4.5714 | 0 | 0.94061 | 0.30637 | 0 | 6.3891
2025-02-05 17:00 | 0.0067719 | 0 | 71.657 | 90 | 0 | 0 | 0.90421 | 0.90421 | 0.90421 | 0 | 0 | 1.1102e-16 | 0 | 0 | 0.9518 | 0.90421 | 0 | 0 | 0.77385 | 6.0061 | 0 | 0.9518 | -0.9518 | 20.6877 | 89.8747 | 0 | 4.834 | 4.834 | 0.57591 | 4.834 | 0 | 0.99463 | 0 | 0 | 6.0061
2025-02-05 18:00 | 0 | 0 | 79.0777 | 90 | 0 | 0 | 0.74366 | 0.74366 | 0.74366 | 0 | 0 | 1.1102e-16 | 0 | 0 | 0.7828 | 0.74366 | 0 | 0 | 1.589 | 6.0061 | 0 | 0.7828 | -0.7828 | 19.8125 | 86.0725 | 0 | 3.9757 | 3.9757 | 0.47365 | 3.9757 | 0 | 0.81803 | 0 | 0 | 6.0061
2025-02-05 19:00 | 0 | 0 | 86.3527 | 90 | 0 | 0 | 1.0037 | 1.0037 | 1.0037 | 0 | 0 | 2.2204e-16 | 0 | 0 | 1.0565 | 1.0037 | 0 | 0 | 2.1273 | 6.0061 | 0 | 1.0565 | -1.0565 | 18.6313 | 80.9407 | 0 | 5.3659 | 5.3659 | 0.63928 | 5.3659 | 0 | 1.1041 | 0 | 0 | 6.0061
2025-02-05 20:00 | 0 | 0 | 94.2931 | 90 | 0 | 0 | 0.93655 | 0.93655 | 0.93655 | 0 | 0 | 1.1102e-16 | 0 | 0 | 0.98584 | 0.93655 | 0 | 0 | 2.8825 | 6.0061 | 0 | 0.98584 | -0.98584 | 17.5291 | 76.1523 | 0 | 5.0069 | 5.0069 | 0.5965 | 5.0069 | 0 | 1.0302 | 0 | 0 | 6.0061
2025-02-05 21:00 | 0 | 0 | 104.3507 | 90 | 0 | 0 | 0.82103 | 0.82103 | 0.82103 | 0 | 0 | 1.1102e-16 | 0 | 0 | 0.86424 | 0.82103 | 0 | 0 | 3.5194 | 6.0061 | 0 | 0.86424 | -0.86424 | 16.5628 | 71.9546 | 0 | 4.3893 | 4.3893 | 0.52292 | 4.3893 | 0 | 0.90313 | 0 | 0 | 6.0061
2025-02-05 22:00 | 0 | 0 | 120.1454 | 90 | 0 | 0 | 0.7732 | 0.7732 | 0.7732 | 0 | 0 | 0 | 0 | 0 | 0.8139 | 0.7732 | 0 | 0 | 4.0343 | 6.0061 | 0 | 0.8139 | -0.8139 | 15.6528 | 68.0014 | 0 | 4.1336 | 4.1336 | 0.49246 | 4.1336 | 0 | 0.85052 | 0 | 0 | 6.0061
2025-02-05 23:00 | 0 | 0 | 152.144 | 90 | 0 | 0 | 1.1063 | 1.1063 | 1.1063 | 0 | 0 | 0 | 0 | 0 | 1.1645 | 1.1063 | 0 | 0 | 4.517 | 5.765 | 0 | 1.1645 | -1.1645 | 14.3509 | 62.3452 | 0 | 5.9143 | 5.9143 | 0.70461 | 5.9143 | 0 | 1.2169 | 0 | 0 | 5.765
2025-02-06 | 0 | 0 | -155.772 | 90 | 0 | 0 | 0.40344 | 0.40344 | 0.40344 | 0 | 0 | 0 | 0 | 0 | 0.42467 | 0.40344 | 0 | 0 | 5.143 | 4.6005 | 0 | 0.42467 | -0.42467 | 13.8761 | 60.2826 | 0 | 2.1592 | 2.1592 | 0.25724 | 2.1592 | 0 | 0.44378 | 0 | 0 | 4.6005
2025-02-06 01:00 | 0 | 0 | -122.1686 | 90 | 0 | 0 | 0.1903 | 0.1903 | 0.1903 | 0 | 0 | 2.7756e-17 | 0 | 0 | 0.20032 | 0.1903 | 0 | 0 | 5.143 | 4.1758 | 0 | 0.20032 | -0.20032 | 13.6521 | 59.3096 | 0 | 1.0185 | 1.0185 | 0.12134 | 1.0185 | 0 | 0.20933 | 0 | 0 | 4.1758
2025-02-06 02:00 | 0 | 0 | -105.6066 | 90 | 0 | 0 | 0.34189 | 0.34189 | 0.34189 | 0 | 0 | 0 | 0 | 0 | 0.35989 | 0.34189 | 0 | 0 | 5.143 | 3.9755 | 0 | 0.35989 | -0.35989 | 13.2498 | 57.5616 | 0 | 1.8298 | 1.8298 | 0.218 | 1.8298 | 0 | 0.37608 | 0 | 0 | 3.9755
2025-02-06 03:00 | 0 | 0 | -95.2338 | 90 | 0 | 0 | 0.35452 | 0.35452 | 0.35452 | 0 | 0 | 5.5511e-17 | 0 | 0 | 0.37318 | 0.35452 | 0 | 0 | 5.143 | 3.6156 | 0 | 0.37318 | -0.37318 | 12.8325 | 55.749 | 0 | 1.8974 | 1.8974 | 0.22605 | 1.8974 | 0 | 0.38998 | 0 | 0 | 3.6156
2025-02-06 04:00 | 0 | 0 | -87.159 | 90 | 0 | 0 | 0.31593 | 0.31593 | 0.31593 | 0 | 0 | 5.5511e-17 | 0 | 0 | 0.33255 | 0.31593 | 0 | 0 | 5.143 | 3.2424 | 0 | 0.33255 | -0.33255 | 12.4607 | 54.1337 | 0 | 1.6909 | 1.6909 | 0.20144 | 1.6909 | 0 | 0.34752 | 0 | 0 | 3.2424
2025-02-06 05:00 | 0 | 0 | -79.8394 | 90 | 0 | 0 | 0.28897 | 0.28897 | 0.28897 | 0 | 0 | 0 | 0 | 0 | 0.30418 | 0.28897 | 0 | 0 | 5.143 | 2.9099 | 0 | 0.30418 | -0.30418 | 12.1206 | 52.6562 | 0 | 1.5466 | 1.5466 | 0.18426 | 1.5466 | 0 | 0.31787 | 0 | 0 | 2.9099
2025-02-06 06:00 | 0.0063006 | 0 | -72.4336 | 90 | 0 | 0 | 0.36013 | 0.36013 | 0.36013 | 0 | 0 | 0 | 0 | 0 | 0.37908 | 0.36013 | 0 | 0 | 5.143 | 2.6057 | 0 | 0.37908 | -0.37908 | 11.6968 | 50.815 | 0 | 1.9274 | 1.9274 | 0.22963 | 1.9274 | 0 | 0.39614 | 0 | 0 | 2.6057
2025-02-06 07:00 | 0.11172 | 9.0694 | -64.2823 | 68.9734 | 0.17722 | 0.56358 | 0.42866 | 0.42866 | 0.42866 | 131.4765 | 0 | 0 | 0 | 0.56358 | 0.45122 | 0.42866 | 0 | 0 | 5.143 | 2.2266 | 0.11237 | 0 | 0.11237 | 11.7973 | 51.2516 | 0 | 2.2942 | 2.2942 | 0.27332 | 2.2942 | 0 | 0.47152 | 0.45087 | 0 | 2.7902
2025-02-06 08:00 | 0.31241 | 20.0805 | -54.6976 | 54.7713 | 0.48624 | 1.5463 | 0.3683 | 0.3683 | 0.3683 | 419.8521 | 0 | 0 | 0 | 1.5463 | 0.38769 | 0.3683 | 0 | 0 | 5.143 | 2.3165 | 1.1586 | 0 | 1.1586 | 12.8336 | 55.7537 | 0 | 1.9712 | 1.9712 | 0.23484 | 1.9712 | 0 | 0.40513 | 1.2371 | 0 | 3.8628
2025-02-06 09:00 | 0.49663 | 29.7074 | -42.8853 | 40.9246 | 0.73654 | 2.3423 | 0.37882 | 0.37882 | 0.37882 | 618.3259 | 0 | 0 | 0 | 2.3423 | 0.39875 | 0.37882 | 0 | 0 | 5.143 | 3.2434 | 1.9436 | 0 | 1.9436 | 14.572 | 63.3058 | 0 | 2.0274 | 2.0274 | 0.24154 | 2.0274 | 0 | 0.4167 | 1.8739 | 0 | 5.5857
2025-02-06 10:00 | 0.49691 | 37.1529 | -28.0988 | 28.0166 | 0.65098 | 2.0702 | 0.36319 | 0.36319 | 0.36319 | 570.0162 | 0 | 0 | 0 | 2.0702 | 0.3823 | 0.36319 | 0 | 0 | 4.1751 | 4.7983 | 1.6879 | 0 | 1.6879 | 16.0817 | 69.8647 | 0 | 1.9438 | 1.9438 | 0.23158 | 1.9438 | 0 | 0.39951 | 1.6562 | 0 | 6.8685
2025-02-06 11:00 | 0.67432 | 41.382 | -10.2967 | 18.215 | 0.95041 | 3.0225 | 0.40218 | 0.40218 | 0.40218 | 751.5209 | 0 | 0 | 0 | 3.0225 | 0.42335 | 0.40218 | 0 | 0 | 3.261 | 6.0061 | 2.5991 | 0 | 2.5991 | 18.4065 | 79.9641 | 0 | 2.1525 | 2.1525 | 0.25644 | 2.1525 | 0 | 0.4424 | 2.418 | 0 | 9.0286
2025-02-06 12:00 | 0.74697 | 41.5348 | 8.9381 | 17.78 | 1.0639 | 3.3834 | 0.54846 | 0.54846 | 0.54846 | 616.8979 | 1.0717 | 0 | 0 | 3.3834 | 0.57732 | 0.54846 | 0 | 0 | 1.7344 | 6.0061 | 1.7344 | 0 | 1.7344 | 19.9577 | 86.7034 | 0 | 2.9321 | 2.9321 | 0.34932 | 2.9321 | 0 | 0.6033 | 2.7067 | 0 | 9.3896
2025-02-06 13:00 | 0.45536 | 37.5751 | 26.9173 | 27.1658 | 0.56274 | 1.7896 | 0.76063 | 0.76063 | 0.76063 | 235.2804 | 0.03006 | 0 | 0 | 1.7896 | 0.80067 | 0.76063 | 0 | 0 | 0.95889 | 6.0061 | 0.95889 | 0 | 0.95889 | 20.8154 | 90.4294 | 0 | 4.0664 | 4.0664 | 0.48446 | 4.0664 | 0 | 0.8367 | 1.4317 | 0 | 7.7958
2025-02-06 14:00 | 0.45518 | 30.3239 | 41.933 | 39.9584 | 0.64561 | 2.0531 | 0.4572 | 0.4572 | 0.4572 | 449.0708 | 0.88169 | 0 | 0 | 2.0531 | 0.48126 | 0.4572 | 0 | 0 | 0.69019 | 6.0061 | 0.69019 | 0 | 0.69019 | 21.4327 | 93.1113 | 0 | 2.4442 | 2.4442 | 0.2912 | 2.4442 | 0 | 0.50292 | 1.6425 | 0 | 8.0593
2025-02-06 15:00 | 0.36983 | 20.8231 | 53.9363 | 53.765 | 0.60059 | 1.91 | 0.80651 | 0.80651 | 0.80651 | 236.8223 | 0.56425 | 0 | 0 | 1.91 | 0.84896 | 0.80651 | 0 | 0 | 0.49679 | 6.0061 | 0.49679 | 0 | 0.49679 | 21.8771 | 95.0417 | 0 | 4.3117 | 4.3117 | 0.51368 | 4.3117 | 0 | 0.88716 | 1.528 | 0 | 7.9161
2025-02-06 16:00 | 0.15388 | 9.8908 | 63.6529 | 67.9508 | 0.29945 | 0.95231 | 0.4743 | 0.4743 | 0.4743 | 200.7828 | 0.095473 | 0 | 0 | 0.95231 | 0.49926 | 0.4743 | 0 | 0 | 0.35758 | 6.0061 | 0.35758 | 0 | 0.35758 | 22.1969 | 96.4311 | 0 | 2.5356 | 2.5356 | 0.30209 | 2.5356 | 0 | 0.52173 | 0.76185 | 0 | 6.9585
2025-02-06 17:00 | 0.0113 | 0 | 71.8827 | 90 | 0 | 0 | 0.58261 | 0.58261 | 0.58261 | 0 | 0 | 1.1102e-16 | 0 | 0 | 0.61328 | 0.58261 | 0 | 0 | 0.25738 | 6.0061 | 0 | 0.61328 | -0.61328 | 21.5112 | 93.4523 | 0 | 3.1147 | 3.1147 | 0.37107 | 3.1147 | 0 | 0.64087 | 0 | 0 | 6.0061
2025-02-06 18:00 | 0 | 0 | 79.3206 | 90 | 0 | 0 | 0.43827 | 0.43827 | 0.43827 | 0 | 0 | 5.5511e-17 | 0 | 0 | 0.46133 | 0.43827 | 0 | 0 | 0.92004 | 6.0061 | 0 | 0.46133 | -0.46133 | 20.9954 | 91.2116 | 0 | 2.343 | 2.343 | 0.27914 | 2.343 | 0 | 0.48209 | 0 | 0 | 6.0061
2025-02-06 19:00 | 0 | 0 | 86.6223 | 90 | 0 | 0 | 0.56574 | 0.56574 | 0.56574 | 0 | 0 | 0 | 0 | 0 | 0.59552 | 0.56574 | 0 | 0 | 1.2884 | 6.0061 | 0 | 0.59552 | -0.59552 | 20.3296 | 88.3191 | 0 | 3.0245 | 3.0245 | 0.36033 | 3.0245 | 0 | 0.62231 | 0 | 0 | 6.0061
2025-02-06 20:00 | 0 | 0 | 94.6052 | 90 | 0 | 0 | 0.68209 | 0.68209 | 0.68209 | 0 | 0 | 0 | 0 | 0 | 0.71799 | 0.68209 | 0 | 0 | 1.7314 | 6.0061 | 0 | 0.71799 | -0.71799 | 19.5269 | 84.8317 | 0 | 3.6465 | 3.6465 | 0.43443 | 3.6465 | 0 | 0.7503 | 0 | 0 | 6.0061
2025-02-06 21:00 | 0 | 0 | 104.7294 | 90 | 0 | 0 | 0.78503 | 0.78503 | 0.78503 | 0 | 0 | 1.1102e-16 | 0 | 0 | 0.82635 | 0.78503 | 0 | 0 | 2.2437 | 6.0061 | 0 | 0.82635 | -0.82635 | 18.603 | 80.818 | 0 | 4.1968 | 4.1968 | 0.5 | 4.1968 | 0 | 0.86353 | 0 | 0 | 6.0061
2025-02-06 22:00 | 0 | 0 | 120.6066 | 90 | 0 | 0 | 0.71791 | 0.71791 | 0.71791 | 0 | 0 | 1.1102e-16 | 0 | 0 | 0.75569 | 0.71791 | 0 | 0 | 2.8164 | 6.0061 | 0 | 0.75569 | -0.75569 | 17.7581 | 77.1475 | 0 | 3.838 | 3.838 | 0.45725 | 3.838 | 0 | 0.7897 | 0 | 0 | 6.0061
2025-02-06 23:00 | 0 | 0 | 152.4615 | 90 | 0 | 0 | 0.51449 | 0.51449 | 0.51449 | 0 | 0 | 0 | 0 | 0 | 0.54156 | 0.51449 | 0 | 0 | 3.2929 | 6.0061 | 0 | 0.54156 | -0.54156 | 17.1526 | 74.5171 | 0 | 2.7505 | 2.7505 | 0.32768 | 2.7505 | 0 | 0.56593 | 0 | 0 | 6.0061
2025-02-07 | 0 | 0 | -156.2256 | 90 | 0 | 0 | 0.45898 | 0.45898 | 0.45898 | 0 | 0 | 0 | 0 | 0 | 0.48314 | 0.45898 | 0 | 0 | 3.574 | 6.0061 | 0 | 0.48314 | -0.48314 | 16.6125 | 72.1704 | 0 | 2.4565 | 2.4565 | 0.29266 | 2.4565 | 0 | 0.50488 | 0 | 0 | 6.0061
2025-02-07 01:00 | 0 | 0 | -122.7218 | 90 | 0 | 0 | 0.35941 | 0.35941 | 0.35941 | 0 | 0 | 0 | 0 | 0 | 0.37832 | 0.35941 | 0 | 0 | 3.8342 | 6.0061 | 0 | 0.37832 | -0.37832 | 16.1895 | 70.3328 | 0 | 1.9236 | 1.9236 | 0.22917 | 1.9236 | 0 | 0.39535 | 0 | 0 | 6.0061
2025-02-07 02:00 | 0 | 0 | -106.0434 | 90 | 0 | 0 | 0.44027 | 0.44027 | 0.44027 | 0 | 0 | 5.5511e-17 | 0 | 0 | 0.46345 | 0.44027 | 0 | 0 | 4.0232 | 6.0061 | 0 | 0.46345 | -0.46345 | 15.6713 | 68.0818 | 0 | 2.3564 | 2.3564 | 0.28073 | 2.3564 | 0 | 0.4843 | 0 | 0 | 6.0061
2025-02-07 03:00 | 0 | 0 | -95.5885 | 90 | 0 | 0 | 0.56179 | 0.56179 | 0.56179 | 0 | 0 | 0 | 0 | 0 | 0.59136 | 0.56179 | 0 | 0 | 4.3148 | 5.7816 | 0 | 0.59136 | -0.59136 | 15.0102 | 65.2095 | 0 | 3.0067 | 3.0067 | 0.35821 | 3.0067 | 0 | 0.61797 | 0 | 0 | 5.7816
2025-02-07 04:00 | 0 | 0 | -87.4643 | 90 | 0 | 0 | 0.44754 | 0.44754 | 0.44754 | 0 | 0 | 5.5511e-17 | 0 | 0 | 0.47109 | 0.44754 | 0 | 0 | 4.7193 | 5.1902 | 0 | 0.47109 | -0.47109 | 14.4835 | 62.9213 | 0 | 2.3953 | 2.3953 | 0.28536 | 2.3953 | 0 | 0.49229 | 0 | 0 | 5.1902
2025-02-07 05:00 | 0 | 0 | -80.116 | 90 | 0 | 0 | 0.46112 | 0.46112 | 0.46112 | 0 | 0 | 5.5511e-17 | 0 | 0 | 0.48539 | 0.46112 | 0 | 0 | 4.9956 | 4.7191 | 0 | 0.48539 | -0.48539 | 13.9408 | 60.5637 | 0 | 2.468 | 2.468 | 0.29402 | 2.468 | 0 | 0.50724 | 0 | 0 | 4.7191
2025-02-07 06:00 | 0.0055266 | 0 | -72.6941 | 90 | 0 | 0 | 0.4378 | 0.4378 | 0.4378 | 0 | 0 | 5.5511e-17 | 0 | 0 | 0.46084 | 0.4378 | 0 | 0 | 5.143 | 4.2337 | 0 | 0.46084 | -0.46084 | 13.4256 | 58.3254 | 0 | 2.3431 | 2.3431 | 0.27915 | 2.3431 | 0 | 0.48158 | 0 | 0 | 4.2337
2025-02-07 07:00 | 0.16539 | 9.2228 | -64.5341 | 68.967 | 0.35616 | 1.1326 | 0.46002 | 0.46002 | 0.46002 | 246.2124 | 0 | 0 | 0 | 1.1326 | 0.48424 | 0.46002 | 0 | 0 | 5.143 | 3.7729 | 0.6484 | 0 | 0.6484 | 14.0055 | 60.8448 | 0 | 2.4621 | 2.4621 | 0.29332 | 2.4621 | 0 | 0.50603 | 0.90611 | 0 | 4.9055
2025-02-07 08:00 | 0.38935 | 20.2618 | -54.9416 | 54.7371 | 0.6396 | 2.034 | 0.46543 | 0.46543 | 0.46543 | 437.0191 | 0 | 0 | 0 | 2.034 | 0.48993 | 0.46543 | 0 | 0 | 4.9774 | 4.2916 | 1.5441 | 0 | 1.5441 | 15.3866 | 66.8448 | 0 | 2.491 | 2.491 | 0.29677 | 2.491 | 0 | 0.51197 | 1.6272 | 0 | 6.3256
2025-02-07 09:00 | 0.56739 | 29.923 | -43.1123 | 40.8515 | 0.85157 | 2.7082 | 0.25429 | 0.25429 | 0.25429 | 1064.98 | 0 | 0 | 0 | 2.7082 | 0.26768 | 0.25429 | 0 | 0 | 3.8926 | 5.5269 | 2.4405 | 0 | 2.4405 | 17.5694 | 76.3277 | 0 | 1.361 | 1.361 | 0.16214 | 1.361 | 0 | 0.27972 | 2.1665 | 0 | 8.235
2025-02-07 10:00 | 0.74566 | 37.406 | -28.2821 | 27.8787 | 1.0793 | 3.4324 | 0.27615 | 0.27615 | 0.27615 | 1242.912 | 0.79941 | 0 | 0 | 3.4324 | 0.29069 | 0.27615 | 0 | 0 | 2.3423 | 6.0061 | 2.3423 | 0 | 2.3423 | 19.6644 | 85.429 | 0 | 1.478 | 1.478 | 0.17608 | 1.478 | 0 | 0.30377 | 2.7459 | 0 | 9.4385
2025-02-07 11:00 | 0.74439 | 41.665 | -10.3934 | 17.9672 | 1.0564 | 3.3594 | 0.53975 | 0.53975 | 0.53975 | 622.3992 | 1.7405 | 0 | 0 | 3.3594 | 0.56816 | 0.53975 | 0 | 0 | 1.0508 | 6.0061 | 1.0508 | 0 | 1.0508 | 20.6043 | 89.5121 | 0 | 2.8888 | 2.8888 | 0.34416 | 2.8888 | 0 | 0.59373 | 2.6875 | 0 | 9.3656
2025-02-07 12:00 | 0.66986 | 41.8265 | 8.9569 | 17.5028 | 0.9368 | 2.9792 | 0.99039 | 0.99039 | 0.99039 | 300.8096 | 1.1803 | 0 | 0 | 2.9792 | 1.0425 | 0.99039 | 0 | 0 | 0.75634 | 6.0061 | 0.75634 | 0 | 0.75634 | 21.2808 | 92.451 | 0 | 5.2947 | 5.2947 | 0.63079 | 5.2947 | 0 | 1.0894 | 2.3833 | 0 | 8.9853
2025-02-07 13:00 | 0.63895 | 37.852 | 27.0348 | 26.9783 | 0.9133 | 2.9044 | 0.67485 | 0.67485 | 0.67485 | 430.384 | 1.6497 | 0 | 0 | 2.9044 | 0.71037 | 0.67485 | 0 | 0 | 0.5444 | 6.0061 | 0.5444 | 0 | 0.5444 | 21.7677 | 94.5664 | 0 | 3.6078 | 3.6078 | 0.42982 | 3.6078 | 0 | 0.74233 | 2.3236 | 0 | 8.9106
2025-02-07 14:00 | 0.37805 | 30.5736 | 42.1088 | 39.8322 | 0.47632 | 1.5148 | 0.76487 | 0.76487 | 0.76487 | 198.044 | 0.31781 | 0 | 0 | 1.5148 | 0.80513 | 0.76487 | 0 | 0 | 0.39185 | 6.0061 | 0.39185 | 0 | 0.39185 | 22.1181 | 96.089 | 0 | 4.0891 | 4.0891 | 0.48716 | 4.0891 | 0 | 0.84136 | 1.2118 | 0 | 7.5209
2025-02-07 15:00 | 0.28639 | 21.0444 | 54.1404 | 53.6771 | 0.403 | 1.2816 | 0.80788 | 0.80788 | 0.80788 | 158.6387 | 0.14917 | 0 | 0 | 1.2816 | 0.8504 | 0.80788 | 0 | 0 | 0.28204 | 6.0061 | 0.28204 | 0 | 0.28204 | 22.3704 | 97.185 | 0 | 4.319 | 4.319 | 0.51455 | 4.319 | 0 | 0.88867 | 1.0253 | 0 | 7.2878
2025-02-07 16:00 | 0.099497 | 10.0879 | 63.8718 | 67.8902 | 0.12195 | 0.38781 | 0.93767 | 0.93767 | 0.93767 | 41.3591 | 0 | 1.1102e-16 | 0 | 0.38781 | 0.98703 | 0.93767 | 0 | 0 | 0.20301 | 6.0061 | 0 | 0.59921 | -0.59921 | 21.7005 | 94.2745 | 0 | 5.0129 | 5.0129 | 0.59722 | 5.0129 | 0 | 1.0314 | 0.31025 | 0 | 6.394
2025-02-07 17:00 | 0.0072885 | 0 | 72.1142 | 90 | 0 | 0 | 0.84188 | 0.84188 | 0.84188 | 0 | 0 | 1.1102e-16 | 0 | 0 | 0.88619 | 0.84188 | 0 | 0 | 0.82927 | 6.0061 | 0 | 0.88619 | -0.88619 | 20.7097 | 89.9702 | 0 | 4.5008 | 4.5008 | 0.5362 | 4.5008 | 0 | 0.92607 | 0 | 0 | 6.0061
2025-02-07 18:00 | 0 | 0 | 79.5691 | 90 | 0 | 0 | 0.95154 | 0.95154 | 0.95154 | 0 | 0 | 0 | 0 | 0 | 1.0016 | 0.95154 | 0 | 0 | 1.5705 | 6.0061 | 0 | 1.0016 | -1.0016 | 19.5898 | 85.1052 | 0 | 5.087 | 5.087 | 0.60605 | 5.087 | 0 | 1.0467 | 0 | 0 | 6.0061
2025-02-07 19:00 | 0 | 0 | 86.8976 | 90 | 0 | 0 | 0.71289 | 0.71289 | 0.71289 | 0 | 0 | 1.1102e-16 | 0 | 0 | 0.75041 | 0.71289 | 0 | 0 | 2.3086 | 6.0061 | 0 | 0.75041 | -0.75041 | 18.7509 | 81.4603 | 0 | 3.8112 | 3.8112 | 0.45405 | 3.8112 | 0 | 0.78418 | 0 | 0 | 6.0061
2025-02-07 20:00 | 0 | 0 | 94.9233 | 90 | 0 | 0 | 0.9612 | 0.9612 | 0.9612 | 0 | 0 | 1.1102e-16 | 0 | 0 | 1.0118 | 0.9612 | 0 | 0 | 2.7569 | 6.0061 | 0 | 1.0118 | -1.0118 | 17.6197 | 76.5459 | 0 | 5.1387 | 5.1387 | 0.6122 | 5.1387 | 0 | 1.0573 | 0 | 0 | 6.0061
2025-02-07 21:00 | 0 | 0 | 105.1145 | 90 | 0 | 0 | 0.9292 | 0.9292 | 0.9292 | 0 | 0 | 1.1102e-16 | 0 | 0 | 0.97811 | 0.9292 | 0 | 0 | 3.4503 | 6.0061 | 0 | 0.97811 | -0.97811 | 16.5261 | 71.7951 | 0 | 4.9676 | 4.9676 | 0.59182 | 4.9676 | 0 | 1.0221 | 0 | 0 | 6.0061
2025-02-07 22:00 | 0 | 0 | 121.0738 | 90 | 0 | 0 | 0.97 | 0.97 | 0.97 | 0 | 0 | 2.2204e-16 | 0 | 0 | 1.0211 | 0.97 | 0 | 0 | 4.0778 | 6.0061 | 0 | 1.0211 | -1.0211 | 15.3845 | 66.8357 | 0 | 5.1857 | 5.1857 | 0.61781 | 5.1857 | 0 | 1.067 | 0 | 0 | 6.0061
2025-02-07 23:00 | 0 | 0 | 152.7852 | 90 | 0 | 0 | 0.78258 | 0.78258 | 0.78258 | 0 | 0 | 1.1102e-16 | 0 | 0 | 0.82377 | 0.78258 | 0 | 0 | 4.7333 | 5.525 | 0 | 0.82377 | -0.82377 | 14.4635 | 62.8346 | 0 | 4.1837 | 4.1837 | 0.49843 | 4.1837 | 0 | 0.86084 | 0 | 0 | 5.525
2025-02-08 | 0 | 0 | -156.6615 | 90 | 0 | 0 | 0.31216 | 0.31216 | 0.31216 | 0 | 0 | 0 | 0 | 0 | 0.32859 | 0.31216 | 0 | 0 | 5.143 | 4.7013 | 0 | 0.32859 | -0.32859 | 14.0961 | 61.2386 | 0 | 1.6707 | 1.6707 | 0.19904 | 1.6707 | 0 | 0.34338 | 0 | 0 | 4.7013
2025-02-08 01:00 | 0 | 0 | -123.2715 | 90 | 0 | 0 | 0.30975 | 0.30975 | 0.30975 | 0 | 0 | 5.5511e-17 | 0 | 0 | 0.32606 | 0.30975 | 0 | 0 | 5.143 | 4.3727 | 0 | 0.32606 | -0.32606 | 13.7316 | 59.6549 | 0 | 1.6578 | 1.6578 | 0.19751 | 1.6578 | 0 | 0.34073 | 0 | 0 | 4.3727
2025-02-08 02:00 | 0 | 0 | -106.4817 | 90 | 0 | 0 | 0.22223 | 0.22223 | 0.22223 | 0 | 0 | 2.7756e-17 | 0 | 0 | 0.23392 | 0.22223 | 0 | 0 | 5.143 | 4.0466 | 0 | 0.23392 | -0.23392 | 13.4701 | 58.5187 | 0 | 1.1894 | 1.1894 | 0.1417 | 1.1894 | 0 | 0.24445 | 0 | 0 | 4.0466
2025-02-08 03:00 | 0 | 0 | -95.9455 | 90 | 0 | 0 | 0.34623 | 0.34623 | 0.34623 | 0 | 0 | 0 | 0 | 0 | 0.36445 | 0.34623 | 0 | 0 | 5.143 | 3.8127 | 0 | 0.36445 | -0.36445 | 13.0626 | 56.7485 | 0 | 1.853 | 1.853 | 0.22076 | 1.853 | 0 | 0.38085 | 0 | 0 | 3.8127
2025-02-08 04:00 | 0 | 0 | -87.7722 | 90 | 0 | 0 | 0.36951 | 0.36951 | 0.36951 | 0 | 0 | 5.5511e-17 | 0 | 0 | 0.38896 | 0.36951 | 0 | 0 | 5.143 | 3.4482 | 0 | 0.38896 | -0.38896 | 12.6277 | 54.8593 | 0 | 1.9776 | 1.9776 | 0.23561 | 1.9776 | 0 | 0.40646 | 0 | 0 | 3.4482
2025-02-08 05:00 | 0 | 0 | -80.3951 | 90 | 0 | 0 | 0.35191 | 0.35191 | 0.35191 | 0 | 0 | 5.5511e-17 | 0 | 0 | 0.37043 | 0.35191 | 0 | 0 | 5.143 | 3.0593 | 0 | 0.37043 | -0.37043 | 12.2136 | 53.0601 | 0 | 1.8834 | 1.8834 | 0.22439 | 1.8834 | 0 | 0.3871 | 0 | 0 | 3.0593
2025-02-08 06:00 | 0.003539 | 0 | -72.957 | 90 | 0 | 0 | 0.28785 | 0.28785 | 0.28785 | 0 | 0 | 0 | 0 | 0 | 0.303 | 0.28785 | 0 | 0 | 5.143 | 2.6888 | 0 | 0.303 | -0.303 | 11.8748 | 51.5884 | 0 | 1.5406 | 1.5406 | 0.18354 | 1.5406 | 0 | 0.31663 | 0 | 0 | 2.6888
2025-02-08 07:00 | 0.14165 | 9.3813 | -64.7881 | 68.9576 | 0.27093 | 0.8616 | 0.34652 | 0.34652 | 0.34652 | 248.6455 | 0 | 0 | 0 | 0.8616 | 0.36475 | 0.34652 | 0 | 0 | 5.143 | 2.3858 | 0.49684 | 0 | 0.49684 | 12.3192 | 53.5189 | 0 | 1.8546 | 1.8546 | 0.22095 | 1.8546 | 0 | 0.38117 | 0.68928 | 0 | 3.2474
2025-02-08 08:00 | 0.28107 | 20.4481 | -55.1877 | 54.7001 | 0.39893 | 1.2687 | 0.29969 | 0.29969 | 0.29969 | 423.3193 | 0 | 0 | 0 | 1.2687 | 0.31547 | 0.29969 | 0 | 0 | 5.143 | 2.7833 | 0.95319 | 0 | 0.95319 | 13.1718 | 57.2228 | 0 | 1.604 | 1.604 | 0.19109 | 1.604 | 0 | 0.32966 | 1.0149 | 0 | 4.052
2025-02-08 09:00 | 0.48419 | 30.144 | -43.3409 | 40.7755 | 0.70243 | 2.2339 | 0.2547 | 0.2547 | 0.2547 | 877.0417 | 0 | 0 | 0 | 2.2339 | 0.26811 | 0.2547 | 0 | 0 | 5.143 | 3.5459 | 1.9658 | 0 | 1.9658 | 14.93 | 64.8611 | 0 | 1.3632 | 1.3632 | 0.16241 | 1.3632 | 0 | 0.28017 | 1.7871 | 0 | 5.7797
2025-02-08 10:00 | 0.50637 | 37.6644 | -28.4656 | 27.7379 | 0.66163 | 2.1041 | 0.28464 | 0.28464 | 0.28464 | 739.2266 | 0 | 0 | 0 | 2.1041 | 0.29962 | 0.28464 | 0 | 0 | 3.9735 | 5.1185 | 1.8045 | 0 | 1.8045 | 16.544 | 71.8728 | 0 | 1.5234 | 1.5234 | 0.18149 | 1.5234 | 0 | 0.3131 | 1.6833 | 0 | 7.2226
2025-02-08 11:00 | 0.47662 | 41.9531 | -10.4878 | 17.7151 | 0.56533 | 1.7979 | 0.17091 | 0.17091 | 0.17091 | 1051.951 | 0 | 0 | 0 | 1.7979 | 0.1799 | 0.17091 | 0 | 0 | 2.9771 | 6.0061 | 1.618 | 0 | 1.618 | 17.9911 | 78.1597 | 0 | 0.91471 | 0.91471 | 0.10897 | 0.91471 | 0 | 0.188 | 1.4383 | 0 | 7.804
2025-02-08 12:00 | 0.57134 | 42.1226 | 8.9809 | 17.2229 | 0.74735 | 2.3767 | 0.61118 | 0.61118 | 0.61118 | 388.8714 | 0 | 0 | 0 | 2.3767 | 0.64335 | 0.61118 | 0 | 0 | 2.1694 | 6.0061 | 1.7334 | 0 | 1.7334 | 19.5415 | 84.895 | 0 | 3.2674 | 3.2674 | 0.38927 | 3.2674 | 0 | 0.6723 | 1.9014 | 0 | 8.3829
2025-02-08 13:00 | 0.715 | 38.132 | 27.1592 | 26.7923 | 1.026 | 3.2628 | 0.78552 | 0.78552 | 0.78552 | 415.364 | 1.1559 | 0 | 0 | 3.2628 | 0.82687 | 0.78552 | 0 | 0 | 1.28 | 6.0061 | 1.28 | 0 | 1.28 | 20.6864 | 89.8689 | 0 | 4.1995 | 4.1995 | 0.50031 | 4.1995 | 0 | 0.86407 | 2.6102 | 0 | 9.2689
2025-02-08 14:00 | 0.57342 | 30.8251 | 42.2917 | 39.7088 | 0.85189 | 2.7092 | 0.77889 | 0.77889 | 0.77889 | 347.8217 | 1.1587 | 0 | 0 | 2.7092 | 0.81989 | 0.77889 | 0 | 0 | 0.73062 | 6.0061 | 0.73062 | 0 | 0.73062 | 21.3399 | 92.7078 | 0 | 4.164 | 4.164 | 0.49609 | 4.164 | 0 | 0.85678 | 2.1673 | 0 | 8.7153
2025-02-08 15:00 | 0.3558 | 21.2667 | 54.351 | 53.5921 | 0.55976 | 1.7801 | 0.44102 | 0.44102 | 0.44102 | 403.6418 | 0.79002 | 0 | 0 | 1.7801 | 0.46423 | 0.44102 | 0 | 0 | 0.52588 | 6.0061 | 0.52588 | 0 | 0.52588 | 21.8102 | 94.7512 | 0 | 2.3577 | 2.3577 | 0.28089 | 2.3577 | 0 | 0.48512 | 1.4241 | 0 | 7.7863
2025-02-08 16:00 | 0.17536 | 10.2853 | 64.0966 | 67.8327 | 0.3505 | 1.1146 | 0.47114 | 0.47114 | 0.47114 | 236.583 | 0.24018 | 0 | 0 | 1.1146 | 0.49594 | 0.47114 | 0 | 0 | 0.37852 | 6.0061 | 0.37852 | 0 | 0.37852 | 22.1488 | 96.222 | 0 | 2.5188 | 2.5188 | 0.30008 | 2.5188 | 0 | 0.51825 | 0.89171 | 0 | 7.1208
2025-02-08 17:00 | 0.010828 | 0 | 72.3512 | 90 | 0 | 0 | 0.37749 | 0.37749 | 0.37749 | 0 | 0 | 5.5511e-17 | 0 | 0 | 0.39736 | 0.37749 | 0 | 0 | 0.27245 | 6.0061 | 0 | 0.39736 | -0.39736 | 21.7045 | 94.292 | 0 | 2.0181 | 2.0181 | 0.24043 | 2.0181 | 0 | 0.41524 | 0 | 0 | 6.0061
2025-02-08 18:00 | 0 | 0 | 79.823 | 90 | 0 | 0 | 0.45438 | 0.45438 | 0.45438 | 0 | 0 | 0 | 0 | 0 | 0.47829 | 0.45438 | 0 | 0 | 0.74803 | 6.0061 | 0 | 0.47829 | -0.47829 | 21.1698 | 91.9689 | 0 | 2.4292 | 2.4292 | 0.2894 | 2.4292 | 0 | 0.49982 | 0 | 0 | 6.0061
2025-02-08 19:00 | 0 | 0 | 87.1783 | 90 | 0 | 0 | 0.55314 | 0.55314 | 0.55314 | 0 | 0 | 0 | 0 | 0 | 0.58225 | 0.55314 | 0 | 0 | 1.1678 | 6.0061 | 0 | 0.58225 | -0.58225 | 20.5188 | 89.1408 | 0 | 2.9571 | 2.9571 | 0.3523 | 2.9571 | 0 | 0.60845 | 0 | 0 | 6.0061
2025-02-08 20:00 | 0 | 0 | 95.2473 | 90 | 0 | 0 | 0.4533 | 0.4533 | 0.4533 | 0 | 0 | 5.5511e-17 | 0 | 0 | 0.47716 | 0.4533 | 0 | 0 | 1.6122 | 6.0061 | 0 | 0.47716 | -0.47716 | 19.9853 | 86.8232 | 0 | 2.4234 | 2.4234 | 0.28871 | 2.4234 | 0 | 0.49863 | 0 | 0 | 6.0061
2025-02-08 21:00 | 0 | 0 | 105.5059 | 90 | 0 | 0 | 0.72128 | 0.72128 | 0.72128 | 0 | 0 | 1.1102e-16 | 0 | 0 | 0.75925 | 0.72128 | 0 | 0 | 1.9162 | 6.0061 | 0 | 0.75925 | -0.75925 | 19.1364 | 83.1355 | 0 | 3.8561 | 3.8561 | 0.4594 | 3.8561 | 0 | 0.79341 | 0 | 0 | 6.0061
2025-02-08 22:00 | 0 | 0 | 121.5467 | 90 | 0 | 0 | 0.56472 | 0.56472 | 0.56472 | 0 | 0 | 0 | 0 | 0 | 0.59444 | 0.56472 | 0 | 0 | 2.4694 | 6.0061 | 0 | 0.59444 | -0.59444 | 18.4718 | 80.2482 | 0 | 3.019 | 3.019 | 0.35968 | 3.019 | 0 | 0.62119 | 0 | 0 | 6.0061
2025-02-08 23:00 | 0 | 0 | 153.1146 | 90 | 0 | 0 | 0.51653 | 0.51653 | 0.51653 | 0 | 0 | 0 | 0 | 0 | 0.54371 | 0.51653 | 0 | 0 | 2.8294 | 6.0061 | 0 | 0.54371 | -0.54371 | 17.864 | 77.6073 | 0 | 2.7614 | 2.7614 | 0.32898 | 2.7614 | 0 | 0.56818 | 0 | 0 | 6.0061
2025-02-09 | 0 | 0 | -157.08 | 90 | 0 | 0 | 0.26591 | 0.26591 | 0.26591 | 0 | 0 | 5.5511e-17 | 0 | 0 | 0.27991 | 0.26591 | 0 | 0 | 3.1496 | 6.0061 | 0 | 0.27991 | -0.27991 | 17.551 | 76.2477 | 0 | 1.4232 | 1.4232 | 0.16955 | 1.4232 | 0 | 0.2925 | 0 | 0 | 6.0061
2025-02-09 01:00 | 0 | 0 | -123.817 | 90 | 0 | 0 | 0.26312 | 0.26312 | 0.26312 | 0 | 0 | 5.5511e-17 | 0 | 0 | 0.27696 | 0.26312 | 0 | 0 | 3.2434 | 6.0061 | 0 | 0.27696 | -0.27696 | 17.2414 | 74.9025 | 0 | 1.4082 | 1.4082 | 0.16777 | 1.4082 | 0 | 0.28943 | 0 | 0 | 6.0061
2025-02-09 02:00 | 0 | 0 | -106.9211 | 90 | 0 | 0 | 0.36413 | 0.36413 | 0.36413 | 0 | 0 | 5.5511e-17 | 0 | 0 | 0.38329 | 0.36413 | 0 | 0 | 3.3799 | 6.0061 | 0 | 0.38329 | -0.38329 | 16.8128 | 73.0408 | 0 | 1.9488 | 1.9488 | 0.23218 | 1.9488 | 0 | 0.40054 | 0 | 0 | 6.0061
2025-02-09 03:00 | 0 | 0 | -96.3048 | 90 | 0 | 0 | 0.43485 | 0.43485 | 0.43485 | 0 | 0 | 5.5511e-17 | 0 | 0 | 0.45774 | 0.43485 | 0 | 0 | 3.632 | 6.0061 | 0 | 0.45774 | -0.45774 | 16.3011 | 70.8175 | 0 | 2.3274 | 2.3274 | 0.27727 | 2.3274 | 0 | 0.47834 | 0 | 0 | 6.0061
2025-02-09 04:00 | 0 | 0 | -88.0824 | 90 | 0 | 0 | 0.35726 | 0.35726 | 0.35726 | 0 | 0 | 5.5511e-17 | 0 | 0 | 0.37606 | 0.35726 | 0 | 0 | 3.9432 | 6.0061 | 0 | 0.37606 | -0.37606 | 15.8806 | 68.9909 | 0 | 1.9121 | 1.9121 | 0.2278 | 1.9121 | 0 | 0.39298 | 0 | 0 | 6.0061
2025-02-09 05:00 | 0 | 0 | -80.6765 | 90 | 0 | 0 | 0.2726 | 0.2726 | 0.2726 | 0 | 0 | 0 | 0 | 0 | 0.28694 | 0.2726 | 0 | 0 | 4.1665 | 5.9687 | 0 | 0.28694 | -0.28694 | 15.5598 | 67.5972 | 0 | 1.459 | 1.459 | 0.17381 | 1.459 | 0 | 0.29986 | 0 | 0 | 5.9687
2025-02-09 06:00 | 0.0063011 | 0 | -73.2222 | 90 | 0 | 0 | 0.48988 | 0.48988 | 0.48988 | 0 | 0 | 0 | 0 | 0 | 0.51566 | 0.48988 | 0 | 0 | 4.3159 | 5.6818 | 0 | 0.51566 | -0.51566 | 14.9833 | 65.0926 | 0 | 2.6219 | 2.6219 | 0.31236 | 2.6219 | 0 | 0.53887 | 0 | 0 | 5.6818
2025-02-09 07:00 | 0.050311 | 9.5449 | -65.0443 | 68.9452 | 0.048943 | 0.15565 | 0.45596 | 0.45596 | 0.45596 | 34.1359 | 0 | 0 | 0 | 0.15565 | 0.47996 | 0.45596 | 0 | 0 | 4.6869 | 5.1661 | 0 | 0.32431 | -0.32431 | 14.6207 | 63.5173 | 0 | 2.4403 | 2.4403 | 0.29073 | 2.4403 | 0 | 0.50156 | 0.12452 | 0 | 5.3218
2025-02-09 08:00 | 0.050103 | 20.6396 | -55.4358 | 54.6602 | 0.047584 | 0.15133 | 0.37742 | 0.37742 | 0.37742 | 40.0947 | 0 | 5.5511e-17 | 0 | 0.15133 | 0.39729 | 0.37742 | 0 | 0 | 4.8581 | 4.8418 | 0 | 0.24596 | -0.24596 | 14.3457 | 62.3227 | 0 | 2.02 | 2.02 | 0.24065 | 2.02 | 0 | 0.41516 | 0.12106 | 0 | 4.9931
2025-02-09 09:00 | 0.20835 | 30.3701 | -43.571 | 40.6968 | 0.20417 | 0.6493 | 0.45087 | 0.45087 | 0.45087 | 144.0106 | 0 | 0 | 0 | 0.6493 | 0.4746 | 0.45087 | 0 | 0 | 4.9763 | 4.5959 | 0.1747 | 0 | 0.1747 | 14.5019 | 63.0015 | 0 | 2.4131 | 2.4131 | 0.28749 | 2.4131 | 0 | 0.49596 | 0.51944 | 0 | 5.2452
2025-02-09 10:00 | 0.20586 | 37.9281 | -28.6495 | 27.5942 | 0.19735 | 0.62759 | 0.39528 | 0.39528 | 0.39528 | 158.77 | 0 | 0 | 0 | 0.62759 | 0.41609 | 0.39528 | 0 | 0 | 4.7682 | 4.7356 | 0.2115 | 0 | 0.2115 | 14.6911 | 63.8233 | 0 | 2.1156 | 2.1156 | 0.25204 | 2.1156 | 0 | 0.43481 | 0.50207 | 0 | 5.3632
2025-02-09 11:00 | 0.13774 | 42.2463 | -10.5801 | 17.4588 | 0.1309 | 0.41628 | 0.36275 | 0.36275 | 0.36275 | 114.7559 | 0 | 0 | 0 | 0.41628 | 0.38184 | 0.36275 | 0 | 0 | 4.6018 | 4.9048 | 0.034435 | 0 | 0.034435 | 14.7219 | 63.9571 | 0 | 1.9415 | 1.9415 | 0.2313 | 1.9415 | 0 | 0.39903 | 0.33302 | 0 | 5.3211
2025-02-09 12:00 | 0.088241 | 42.4228 | 9.01 | 16.9406 | 0.083562 | 0.26574 | 0.9393 | 0.9393 | 0.9393 | 28.2915 | 0 | 1.1102e-16 | 0 | 0.26574 | 0.98874 | 0.9393 | 0 | 0 | 4.5969 | 4.9324 | 0 | 0.723 | -0.723 | 13.9136 | 60.4455 | 0 | 5.0216 | 5.0216 | 0.59825 | 5.0216 | 0 | 1.0332 | 0.21259 | 0 | 5.1981
2025-02-09 13:00 | 0.1406 | 38.4148 | 27.2905 | 26.6081 | 0.1338 | 0.42552 | 0.61207 | 0.61207 | 0.61207 | 69.5207 | 0 | 0 | 0 | 0.42552 | 0.64429 | 0.61207 | 0 | 0 | 5.143 | 4.2094 | 0 | 0.21877 | -0.21877 | 13.669 | 59.3829 | 0 | 3.2722 | 3.2722 | 0.38984 | 3.2722 | 0 | 0.67328 | 0.34041 | 0 | 4.6349
2025-02-09 14:00 | 0.096221 | 31.0782 | 42.4817 | 39.5882 | 0.091457 | 0.29085 | 0.6425 | 0.6425 | 0.6425 | 45.2681 | 0 | 1.1102e-16 | 0 | 0.29085 | 0.67632 | 0.6425 | 0 | 0 | 5.143 | 3.9906 | 0 | 0.38547 | -0.38547 | 13.238 | 57.5106 | 0 | 3.4349 | 3.4349 | 0.40922 | 3.4349 | 0 | 0.70676 | 0.23268 | 0 | 4.2815
2025-02-09 15:00 | 0.067405 | 21.4897 | 54.5681 | 53.5101 | 0.064177 | 0.20409 | 0.95781 | 0.95781 | 0.95781 | 21.3085 | 0 | 1.1102e-16 | 0 | 0.20409 | 1.0082 | 0.95781 | 0 | 0 | 5.143 | 3.6051 | 0 | 0.80413 | -0.80413 | 12.339 | 53.6048 | 0 | 5.1205 | 5.1205 | 0.61004 | 5.1205 | 0 | 1.0536 | 0.16328 | 0 | 3.8092
2025-02-09 16:00 | 0.0048237 | 10.483 | 64.3275 | 67.7783 | 0.0045511 | 0.014473 | 0.61826 | 0.61826 | 0.61826 | 2.341 | 0 | 0 | 0 | 0.014473 | 0.6508 | 0.61826 | 0 | 0 | 5.143 | 2.801 | 0 | 0.63633 | -0.63633 | 11.6275 | 50.5141 | 0 | 3.3053 | 3.3053 | 0.39378 | 3.3053 | 0 | 0.68009 | 0.011579 | 0 | 2.8155
2025-02-09 17:00 | 0.009707 | 0 | 72.5939 | 90 | 0 | 0 | 0.72661 | 0.72661 | 0.72661 | 0 | 0 | 0 | 0 | 0 | 0.76485 | 0.72661 | 0 | 0 | 5.143 | 2.1647 | 0 | 0.76485 | -0.76485 | 10.7724 | 46.7991 | 0 | 3.8845 | 3.8845 | 0.46279 | 3.8845 | 0 | 0.79927 | 0 | 0 | 2.1647
2025-02-09 18:00 | 0 | 0 | 80.0823 | 90 | 0 | 0 | 0.93164 | 0.93164 | 0.93164 | 0 | 0 | 1.1102e-16 | 0 | 0 | 0.98067 | 0.93164 | 0 | 0 | 5.143 | 1.3998 | 0 | 0.98067 | -0.98067 | 9.676 | 42.0359 | 0 | 4.9806 | 4.9806 | 0.59337 | 4.9806 | 0 | 1.0248 | 0 | 0 | 1.3998
2025-02-09 19:00 | 0 | 0 | 87.4646 | 90 | 0 | 0 | 1.2962 | 0.3982 | 0.3982 | 0 | 0 | 0.89798 | 1.0276 | 0 | 0.41916 | 0.3982 | 0 | 0 | 5.143 | 0.41916 | 0 | 0.41916 | -0.41916 | 9.2074 | 40 | 0 | 6.9295 | 6.9295 | 0.82555 | 6.9295 | 0 | 1.4258 | 0 | 0 | 0.41916
2025-02-09 20:00 | 0 | 0 | 95.5769 | 90 | 0 | 0 | 0.68307 | 0 | 0 | 0 | 0 | 0.68307 | 0.75138 | 0 | 0 | 0 | 0 | 0 | 5.143 | 0 | 0 | 0 | 0 | 9.2074 | 40 | 0 | 3.6517 | 3.6517 | 0.43506 | 3.6517 | 0 | 0.75138 | 0 | 0 | 0
2025-02-09 21:00 | 0 | 0 | 105.9032 | 90 | 0 | 0 | 0.56874 | 0 | 0 | 0 | 0 | 0.56874 | 0.62561 | 0 | 0 | 0 | 0 | 0 | 5.143 | 0 | 0 | 0 | 0 | 9.2074 | 40 | 0 | 3.0405 | 3.0405 | 0.36224 | 3.0405 | 0 | 0.62561 | 0 | 0 | 0
2025-02-09 22:00 | 0 | 0 | 122.025 | 90 | 0 | 0 | 0.94511 | 1.5094e-15 | 1.5094e-15 | 0 | 0 | 0.94511 | 1.0396 | 0 | 1.5888e-15 | 1.5094e-15 | 0 | 0 | 5.143 | 1.5888e-15 | 0 | 1.5888e-15 | 0 | 9.2074 | 40 | 0 | 5.0526 | 5.0526 | 0.60195 | 5.0526 | 0 | 1.0396 | 0 | 0 | 1.5888e-15
2025-02-09 23:00 | 0 | 0 | 153.4492 | 90 | 0 | 0 | 0.6691 | 3.0188e-15 | 3.0188e-15 | 0 | 0 | 0.6691 | 0.73601 | 0 | 3.1776e-15 | 3.0188e-15 | 0 | 0 | 5.143 | 3.1776e-15 | 0 | 3.1776e-15 | 0 | 9.2074 | 40 | 0 | 3.5771 | 3.5771 | 0.42616 | 3.5771 | 0 | 0.73601 | 0 | 0 | 3.1776e-15
2025-02-10 | 0 | 0 | -157.4814 | 90 | 0 | 0 | 0.41282 | 3.0188e-15 | 3.0188e-15 | 0 | 0 | 0.41282 | 0.4541 | 0 | 3.1776e-15 | 3.0188e-15 | 0 | 0 | 5.143 | 3.1776e-15 | 0 | 3.1776e-15 | 0 | 9.2074 | 40 | 0 | 2.2094 | 2.2094 | 0.26322 | 2.2094 | 0 | 0.4541 | 0 | 0 | 3.1776e-15
2025-02-10 01:00 | 0 | 0 | -124.3579 | 90 | 0 | 0 | 0.39257 | 3.0188e-15 | 3.0188e-15 | 0 | 0 | 0.39257 | 0.43183 | 0 | 3.1776e-15 | 3.0188e-15 | 0 | 0 | 5.143 | 3.1776e-15 | 0 | 3.1776e-15 | 0 | 9.2074 | 40 | 0 | 2.1011 | 2.1011 | 0.25031 | 2.1011 | 0 | 0.43183 | 0 | 0 | 3.1776e-15
2025-02-10 02:00 | 0 | 0 | -107.3612 | 90 | 0 | 0 | 0.23285 | 4.5281e-15 | 4.5281e-15 | 0 | 0 | 0.23285 | 0.25613 | 0 | 4.7665e-15 | 4.5281e-15 | 0 | 0 | 5.143 | 4.7665e-15 | 0 | 4.7665e-15 | 0 | 9.2074 | 40 | 0 | 1.2462 | 1.2462 | 0.14847 | 1.2462 | 0 | 0.25613 | 0 | 0 | 4.7665e-15
2025-02-10 03:00 | 0 | 0 | -96.666 | 90 | 0 | 0 | 0.25849 | 4.5281e-15 | 4.5281e-15 | 0 | 0 | 0.25849 | 0.28434 | 0 | 4.7665e-15 | 4.5281e-15 | 0 | 0 | 5.143 | 4.7665e-15 | 0 | 4.7665e-15 | 0 | 9.2074 | 40 | 0 | 1.3835 | 1.3835 | 0.16482 | 1.3835 | 0 | 0.28434 | 0 | 0 | 4.7665e-15
2025-02-10 04:00 | 0 | 0 | -88.3949 | 90 | 0 | 0 | 0.32602 | 4.5281e-15 | 4.5281e-15 | 0 | 0 | 0.32602 | 0.35862 | 0 | 4.7665e-15 | 4.5281e-15 | 0 | 0 | 5.143 | 4.7665e-15 | 0 | 4.7665e-15 | 0 | 9.2074 | 40 | 0 | 1.7449 | 1.7449 | 0.20788 | 1.7449 | 0 | 0.35862 | 0 | 0 | 4.7665e-15
2025-02-10 05:00 | 0 | 0 | -80.9601 | 90 | 0 | 0 | 0.25226 | 4.5281e-15 | 4.5281e-15 | 0 | 0 | 0.25226 | 0.27748 | 0 | 4.7665e-15 | 4.5281e-15 | 0 | 0 | 5.143 | 4.7665e-15 | 0 | 4.7665e-15 | 0 | 9.2074 | 40 | 0 | 1.3501 | 1.3501 | 0.16085 | 1.3501 | 0 | 0.27748 | 0 | 0 | 4.7665e-15
2025-02-10 06:00 | 0.0082719 | 0 | -73.4896 | 90 | 0 | 0 | 0.32588 | 4.5281e-15 | 4.5281e-15 | 0 | 0 | 0.32588 | 0.35847 | 0 | 4.7665e-15 | 4.5281e-15 | 0 | 0 | 5.143 | 4.7665e-15 | 0 | 4.7665e-15 | 0 | 9.2074 | 40 | 0 | 1.7441 | 1.7441 | 0.20779 | 1.7441 | 0 | 0.35847 | 0 | 0 | 4.7665e-15
2025-02-10 07:00 | 0.020886 | 9.7135 | -65.3026 | 68.9299 | 0.019902 | 0.063292 | 0.26357 | 0.060127 | 0.060127 | 105.2632 | 0 | 0.20344 | 0.2779 | 0.063292 | 0.063292 | 0.060127 | 0 | 0 | 5.143 | 6.3553e-15 | 0 | 6.3553e-15 | 0 | 9.2074 | 40 | 0 | 1.4106 | 1.4106 | 0.16806 | 1.4106 | 0 | 0.28992 | 0.050633 | 0 | 0.063292
2025-02-10 08:00 | 0.06496 | 20.8361 | -55.6859 | 54.6174 | 0.061848 | 0.19669 | 0.34179 | 0.18685 | 0.18685 | 105.2632 | 0 | 0.15494 | 0.3386 | 0.19669 | 0.19669 | 0.18685 | 0 | 0 | 5.143 | 6.3553e-15 | 0 | 6.3553e-15 | 0 | 9.2074 | 40 | 0 | 1.8293 | 1.8293 | 0.21793 | 1.8293 | 0 | 0.37597 | 0.15735 | 0 | 0.19669
2025-02-10 09:00 | 0.043946 | 30.6013 | -43.8026 | 40.6154 | 0.041549 | 0.13213 | 0.53062 | 0.12553 | 0.12553 | 105.2632 | 0 | 0.40509 | 0.55857 | 0.13213 | 0.13213 | 0.12553 | 0 | 0 | 5.143 | 6.3553e-15 | 0 | 6.3553e-15 | 0 | 9.2074 | 40 | 0 | 2.8399 | 2.8399 | 0.33833 | 2.8399 | 0 | 0.58368 | 0.10571 | 0 | 0.13213
2025-02-10 10:00 | 0.1406 | 38.1969 | -28.8336 | 27.448 | 0.1338 | 0.42552 | 0.32599 | 0.32599 | 0.32599 | 130.5313 | 0 | 0 | 0.27774 | 0.42552 | 0.34314 | 0.32599 | 0 | 0 | 5.143 | 6.3553e-15 | 0.082371 | 0 | 0.082371 | 9.281 | 40.3201 | 0 | 1.7447 | 1.7447 | 0.20786 | 1.7447 | 0 | 0.35859 | 0.34041 | 0 | 0.42552
2025-02-10 11:00 | 0.13266 | 42.5444 | -10.6702 | 17.1984 | 0.126 | 0.40071 | 0.21261 | 0.21261 | 0.21261 | 188.473 | 0 | 0 | 0.095134 | 0.40071 | 0.2238 | 0.21261 | 0 | 0 | 5.143 | 0.065897 | 0.17691 | 0 | 0.17691 | 9.4393 | 41.0075 | 0 | 1.1379 | 1.1379 | 0.13557 | 1.1379 | 0 | 0.23387 | 0.32057 | 0 | 0.46661
2025-02-10 12:00 | 0.15139 | 42.7272 | 9.0445 | 16.656 | 0.14398 | 0.45789 | 0.56772 | 0.56772 | 0.56772 | 80.6538 | 0 | 0 | 0.34044 | 0.45789 | 0.5976 | 0.56772 | 0 | 0 | 5.143 | 0.20743 | 0 | 0.13971 | -0.13971 | 9.2831 | 40.3289 | 0 | 3.0351 | 3.0351 | 0.36159 | 3.0351 | 0 | 0.62449 | 0.36631 | 0 | 0.66532
2025-02-10 13:00 | 0.10419 | 38.7004 | 27.4289 | 26.4259 | 0.098855 | 0.31438 | 0.68132 | 0.36299 | 0.36299 | 86.6084 | 0 | 0.31833 | 0.62539 | 0.31438 | 0.38209 | 0.36299 | 0 | 0 | 5.143 | 0.067714 | 0 | 0.067714 | -0.067714 | 9.2074 | 40 | 0 | 3.6424 | 3.6424 | 0.43394 | 3.6424 | 0 | 0.74945 | 0.2515 | 0 | 0.38209
2025-02-10 14:00 | 0.091264 | 31.3329 | 42.6788 | 39.4706 | 0.086685 | 0.27567 | 0.47795 | 0.26189 | 0.26189 | 105.2632 | 0 | 0.21607 | 0.47337 | 0.27567 | 0.27567 | 0.26189 | 0 | 0 | 5.143 | 0 | 0 | 0 | 0 | 9.2074 | 40 | 0 | 2.5552 | 2.5552 | 0.30442 | 2.5552 | 0 | 0.52575 | 0.22054 | 0 | 0.27567
2025-02-10 15:00 | 0.066191 | 21.7134 | 54.7918 | 53.4314 | 0.062989 | 0.20032 | 0.36218 | 0.1903 | 0.1903 | 105.2632 | 0 | 0.17188 | 0.36034 | 0.20032 | 0.20032 | 0.1903 | 0 | 0 | 5.143 | 1.5888e-15 | 0 | 1.5888e-15 | 0 | 9.2074 | 40 | 0 | 1.9363 | 1.9363 | 0.23068 | 1.9363 | 0 | 0.3984 | 0.16025 | 0 | 0.20032
2025-02-10 16:00 | 0.073105 | 10.6808 | 64.5642 | 67.7271 | 0.073276 | 0.23303 | 0.7568 | 0.22138 | 0.22138 | 105.2632 | 0 | 0.53543 | 0.78821 | 0.23303 | 0.23303 | 0.22138 | 0 | 0 | 5.143 | 1.5888e-15 | 0 | 1.5888e-15 | 0 | 9.2074 | 40 | 0 | 4.0459 | 4.0459 | 0.48202 | 4.0459 | 0 | 0.83248 | 0.18642 | 0 | 0.23303
2025-02-10 17:00 | 0.016291 | 0 | 72.842 | 90 | 0 | 0 | 0.76361 | 3.0188e-15 | 3.0188e-15 | 0 | 0 | 0.76361 | 0.83997 | 0 | 3.1776e-15 | 3.0188e-15 | 0 | 0 | 5.143 | 3.1776e-15 | 0 | 3.1776e-15 | 0 | 9.2074 | 40 | 0 | 4.0823 | 4.0823 | 0.48635 | 4.0823 | 0 | 0.83997 | 0 | 0 | 3.1776e-15
2025-02-10 18:00 | 0 | 0 | 80.3469 | 90 | 0 | 0 | 0.78112 | 3.0188e-15 | 3.0188e-15 | 0 | 0 | 0.78112 | 0.85923 | 0 | 3.1776e-15 | 3.0188e-15 | 0 | 0 | 5.143 | 3.1776e-15 | 0 | 3.1776e-15 | 0 | 9.2074 | 40 | 0 | 4.1759 | 4.1759 | 0.49751 | 4.1759 | 0 | 0.85923 | 0 | 0 | 3.1776e-15
2025-02-10 19:00 | 0 | 0 | 87.7561 | 90 | 0 | 0 | 0.78526 | 3.0188e-15 | 3.0188e-15 | 0 | 0 | 0.78526 | 0.86379 | 0 | 3.1776e-15 | 3.0188e-15 | 0 | 0 | 5.143 | 3.1776e-15 | 0 | 3.1776e-15 | 0 | 9.2074 | 40 | 0 | 4.1981 | 4.1981 | 0.50014 | 4.1981 | 0 | 0.86379 | 0 | 0 | 3.1776e-15
2025-02-10 20:00 | 0 | 0 | 95.9122 | 90 | 0 | 0 | 0.49657 | 3.0188e-15 | 3.0188e-15 | 0 | 0 | 0.49657 | 0.54622 | 0 | 3.1776e-15 | 3.0188e-15 | 0 | 0 | 5.143 | 3.1776e-15 | 0 | 3.1776e-15 | 0 | 9.2074 | 40 | 0 | 2.6547 | 2.6547 | 0.31627 | 2.6547 | 0 | 0.54622 | 0 | 0 | 3.1776e-15
2025-02-10 21:00 | 0 | 0 | 106.3064 | 90 | 0 | 0 | 0.7847 | 3.0188e-15 | 3.0188e-15 | 0 | 0 | 0.7847 | 0.86317 | 0 | 3.1776e-15 | 3.0188e-15 | 0 | 0 | 5.143 | 3.1776e-15 | 0 | 3.1776e-15 | 0 | 9.2074 | 40 | 0 | 4.1951 | 4.1951 | 0.49978 | 4.1951 | 0 | 0.86317 | 0 | 0 | 3.1776e-15
2025-02-10 22:00 | 0 | 0 | 122.5084 | 90 | 0 | 0 | 0.71114 | 3.0188e-15 | 3.0188e-15 | 0 | 0 | 0.71114 | 0.78226 | 0 | 3.1776e-15 | 3.0188e-15 | 0 | 0 | 5.143 | 3.1776e-15 | 0 | 3.1776e-15 | 0 | 9.2074 | 40 | 0 | 3.8018 | 3.8018 | 0.45294 | 3.8018 | 0 | 0.78226 | 0 | 0 | 3.1776e-15
2025-02-10 23:00 | 0 | 0 | 153.7886 | 90 | 0 | 0 | 0.5236 | 4.5281e-15 | 4.5281e-15 | 0 | 0 | 0.5236 | 0.57596 | 0 | 4.7665e-15 | 4.5281e-15 | 0 | 0 | 5.143 | 4.7665e-15 | 0 | 4.7665e-15 | 0 | 9.2074 | 40 | 0 | 2.7992 | 2.7992 | 0.33349 | 2.7992 | 0 | 0.57596 | 0 | 0 | 4.7665e-15
2025-02-11 | 0 | 0 | -157.8659 | 90 | 0 | 0 | 0.44954 | 4.5281e-15 | 4.5281e-15 | 0 | 0 | 0.44954 | 0.49449 | 0 | 4.7665e-15 | 4.5281e-15 | 0 | 0 | 5.143 | 4.7665e-15 | 0 | 4.7665e-15 | 0 | 9.2074 | 40 | 0 | 2.406 | 2.406 | 0.28664 | 2.406 | 0 | 0.49449 | 0 | 0 | 4.7665e-15
2025-02-11 01:00 | 0 | 0 | -124.8938 | 90 | 0 | 0 | 0.28141 | 4.5281e-15 | 4.5281e-15 | 0 | 0 | 0.28141 | 0.30955 | 0 | 4.7665e-15 | 4.5281e-15 | 0 | 0 | 5.143 | 4.7665e-15 | 0 | 4.7665e-15 | 0 | 9.2074 | 40 | 0 | 1.5061 | 1.5061 | 0.17943 | 1.5061 | 0 | 0.30955 | 0 | 0 | 4.7665e-15
2025-02-11 02:00 | 0 | 0 | -107.8018 | 90 | 0 | 0 | 0.37119 | 4.5281e-15 | 4.5281e-15 | 0 | 0 | 0.37119 | 0.4083 | 0 | 4.7665e-15 | 4.5281e-15 | 0 | 0 | 5.143 | 4.7665e-15 | 0 | 4.7665e-15 | 0 | 9.2074 | 40 | 0 | 1.9866 | 1.9866 | 0.23668 | 1.9866 | 0 | 0.4083 | 0 | 0 | 4.7665e-15
2025-02-11 03:00 | 0 | 0 | -97.0291 | 90 | 0 | 0 | 0.38768 | 4.5281e-15 | 4.5281e-15 | 0 | 0 | 0.38768 | 0.42645 | 0 | 4.7665e-15 | 4.5281e-15 | 0 | 0 | 5.143 | 4.7665e-15 | 0 | 4.7665e-15 | 0 | 9.2074 | 40 | 0 | 2.0749 | 2.0749 | 0.2472 | 2.0749 | 0 | 0.42645 | 0 | 0 | 4.7665e-15
2025-02-11 04:00 | 0 | 0 | -88.7095 | 90 | 0 | 0 | 0.48645 | 3.0188e-15 | 3.0188e-15 | 0 | 0 | 0.48645 | 0.53509 | 0 | 3.1776e-15 | 3.0188e-15 | 0 | 0 | 5.143 | 3.1776e-15 | 0 | 3.1776e-15 | 0 | 9.2074 | 40 | 0 | 2.6035 | 2.6035 | 0.31017 | 2.6035 | 0 | 0.53509 | 0 | 0 | 3.1776e-15
2025-02-11 05:00 | 0 | 0 | -81.2459 | 90 | 0 | 0 | 0.2462 | 3.0188e-15 | 3.0188e-15 | 0 | 0 | 0.2462 | 0.27082 | 0 | 3.1776e-15 | 3.0188e-15 | 0 | 0 | 5.143 | 3.1776e-15 | 0 | 3.1776e-15 | 0 | 9.2074 | 40 | 0 | 1.3177 | 1.3177 | 0.15698 | 1.3177 | 0 | 0.27082 | 0 | 0 | 3.1776e-15
2025-02-11 06:00 | 0.0068374 | 0 | -73.7591 | 90 | 0 | 0 | 0.37398 | 3.0188e-15 | 3.0188e-15 | 0 | 0 | 0.37398 | 0.41138 | 0 | 3.1776e-15 | 3.0188e-15 | 0 | 0 | 5.143 | 3.1776e-15 | 0 | 3.1776e-15 | 0 | 9.2074 | 40 | 0 | 2.0016 | 2.0016 | 0.23846 | 2.0016 | 0 | 0.41138 | 0 | 0 | 3.1776e-15
2025-02-11 07:00 | 0.13205 | 9.8871 | -65.563 | 68.9117 | 0.21592 | 0.68668 | 0.37547 | 0.37547 | 0.37547 | 182.885 | 0 | 0 | 0.28255 | 0.68668 | 0.39523 | 0.37547 | 0 | 0 | 5.143 | 3.1776e-15 | 0.29145 | 0 | 0.29145 | 9.468 | 41.1325 | 0 | 2.0095 | 2.0095 | 0.23941 | 2.0095 | 0 | 0.41302 | 0.54934 | 0 | 0.68668
2025-02-11 08:00 | 0.38395 | 21.0376 | -55.9378 | 54.572 | 0.60952 | 1.9384 | 0.28546 | 0.28546 | 0.28546 | 679.0451 | 0 | 0 | 0 | 1.9384 | 0.30048 | 0.28546 | 0 | 0 | 5.143 | 0.23316 | 1.6379 | 0 | 1.6379 | 10.933 | 47.4969 | 0 | 1.5278 | 1.5278 | 0.18201 | 1.5278 | 0 | 0.314 | 1.5507 | 0 | 2.1715
2025-02-11 09:00 | 0.57309 | 30.8376 | -44.0357 | 40.5314 | 0.84133 | 2.6756 | 0.37339 | 0.37339 | 0.37339 | 716.5584 | 0 | 0 | 0 | 2.6756 | 0.39304 | 0.37339 | 0 | 0 | 5.143 | 1.5435 | 2.2825 | 0 | 2.2825 | 12.9746 | 56.3661 | 0 | 1.9984 | 1.9984 | 0.23808 | 1.9984 | 0 | 0.41073 | 2.1405 | 0 | 4.219
2025-02-11 10:00 | 0.56394 | 38.4709 | -29.018 | 27.2991 | 0.76156 | 2.4219 | 0.46083 | 0.46083 | 0.46083 | 525.5447 | 0 | 0 | 0 | 2.4219 | 0.48509 | 0.46083 | 0 | 0 | 4.9221 | 3.3695 | 1.9368 | 0 | 1.9368 | 14.7069 | 63.8919 | 0 | 2.4664 | 2.4664 | 0.29384 | 2.4664 | 0 | 0.50691 | 1.9375 | 0 | 5.7914
2025-02-11 11:00 | 0.61701 | 42.8474 | -10.758 | 16.934 | 0.82269 | 2.6163 | 0.34218 | 0.34218 | 0.34218 | 764.6021 | 0 | 0 | 0 | 2.6163 | 0.36018 | 0.34218 | 0 | 0 | 3.9096 | 4.9189 | 2.2561 | 0 | 2.2561 | 16.7248 | 72.6584 | 0 | 1.8313 | 1.8313 | 0.21818 | 1.8313 | 0 | 0.37639 | 2.093 | 0 | 7.5352
2025-02-11 12:00 | 0.56732 | 43.0356 | 9.0843 | 16.3694 | 0.72606 | 2.309 | 0.84426 | 0.84426 | 0.84426 | 273.4919 | 0 | 0 | 0 | 2.309 | 0.8887 | 0.84426 | 0 | 0 | 2.695 | 6.0061 | 1.4203 | 0 | 1.4203 | 17.9951 | 78.1773 | 0 | 4.5135 | 4.5135 | 0.53772 | 4.5135 | 0 | 0.92869 | 1.8472 | 0 | 8.3151
2025-02-11 13:00 | 0.5155 | 38.9888 | 27.5744 | 26.2461 | 0.66172 | 2.1044 | 0.87481 | 0.87481 | 0.87481 | 240.552 | 0 | 0 | 0 | 2.1044 | 0.92085 | 0.87481 | 0 | 0 | 2.1312 | 6.0061 | 1.1835 | 0 | 1.1835 | 19.0537 | 82.7761 | 0 | 4.6768 | 4.6768 | 0.55718 | 4.6768 | 0 | 0.96229 | 1.6835 | 0 | 8.1105
2025-02-11 14:00 | 0.53448 | 31.5891 | 42.883 | 39.3561 | 0.77285 | 2.4578 | 0.69503 | 0.69503 | 0.69503 | 353.6246 | 0.069565 | 0 | 0 | 2.4578 | 0.73161 | 0.69503 | 0 | 0 | 1.6566 | 6.0061 | 1.6566 | 0 | 1.6566 | 20.5355 | 89.2132 | 0 | 3.7157 | 3.7157 | 0.44267 | 3.7157 | 0 | 0.76453 | 1.9662 | 0 | 8.4639
2025-02-11 15:00 | 0.39136 | 21.9377 | 55.022 | 53.3559 | 0.61293 | 1.9492 | 0.92904 | 0.92904 | 0.92904 | 209.8101 | 0.19338 | 0 | 0 | 1.9492 | 0.97793 | 0.92904 | 0 | 0 | 0.7779 | 6.0061 | 0.7779 | 0 | 0.7779 | 21.2312 | 92.2359 | 0 | 4.9667 | 4.9667 | 0.59172 | 4.9667 | 0 | 1.0219 | 1.5594 | 0 | 7.9554
2025-02-11 16:00 | 0.13373 | 10.8788 | 64.8068 | 67.6791 | 0.19559 | 0.62201 | 0.89382 | 0.89382 | 0.89382 | 69.5899 | 0 | 0 | 0 | 0.62201 | 0.94086 | 0.89382 | 0 | 0 | 0.55992 | 6.0061 | 0 | 0.31885 | -0.31885 | 20.8747 | 90.6872 | 0 | 4.7784 | 4.7784 | 0.56928 | 4.7784 | 0 | 0.9832 | 0.4976 | 0 | 6.6282
2025-02-11 17:00 | 0.013139 | 0 | 73.0955 | 90 | 0 | 0 | 0.52458 | 0.52458 | 0.52458 | 0 | 0 | 1.1102e-16 | 0 | 0 | 0.55219 | 0.52458 | 0 | 0 | 1.0908 | 6.0061 | 0 | 0.55219 | -0.55219 | 20.2574 | 88.0051 | 0 | 2.8044 | 2.8044 | 0.33411 | 2.8044 | 0 | 0.57704 | 0 | 0 | 6.0061
2025-02-11 18:00 | 0 | 0 | 80.6167 | 90 | 0 | 0 | 0.9541 | 0.9541 | 0.9541 | 0 | 0 | 1.1102e-16 | 0 | 0 | 1.0043 | 0.9541 | 0 | 0 | 1.644 | 6.0061 | 0 | 1.0043 | -1.0043 | 19.1345 | 83.127 | 0 | 5.1007 | 5.1007 | 0.60768 | 5.1007 | 0 | 1.0495 | 0 | 0 | 6.0061
2025-02-11 19:00 | 0 | 0 | 88.0529 | 90 | 0 | 0 | 0.73227 | 0.73227 | 0.73227 | 0 | 0 | 0 | 0 | 0 | 0.77081 | 0.73227 | 0 | 0 | 2.4849 | 6.0061 | 0 | 0.77081 | -0.77081 | 18.2727 | 79.3831 | 0 | 3.9148 | 3.9148 | 0.46639 | 3.9148 | 0 | 0.8055 | 0 | 0 | 6.0061
2025-02-11 20:00 | 0 | 0 | 96.2529 | 90 | 0 | 0 | 0.80063 | 0.80063 | 0.80063 | 0 | 0 | 1.1102e-16 | 0 | 0 | 0.84277 | 0.80063 | 0 | 0 | 2.995 | 6.0061 | 0 | 0.84277 | -0.84277 | 17.3305 | 75.2897 | 0 | 4.2802 | 4.2802 | 0.50993 | 4.2802 | 0 | 0.88069 | 0 | 0 | 6.0061
2025-02-11 21:00 | 0 | 0 | 106.7152 | 90 | 0 | 0 | 0.78057 | 0.78057 | 0.78057 | 0 | 0 | 1.1102e-16 | 0 | 0 | 0.82165 | 0.78057 | 0 | 0 | 3.5526 | 6.0061 | 0 | 0.82165 | -0.82165 | 16.4119 | 71.2988 | 0 | 4.173 | 4.173 | 0.49715 | 4.173 | 0 | 0.85862 | 0 | 0 | 6.0061
2025-02-11 22:00 | 0 | 0 | 122.9965 | 90 | 0 | 0 | 0.81886 | 0.81886 | 0.81886 | 0 | 0 | 1.1102e-16 | 0 | 0 | 0.86196 | 0.81886 | 0 | 0 | 4.0728 | 6.0061 | 0 | 0.86196 | -0.86196 | 15.4482 | 67.1122 | 0 | 4.3777 | 4.3777 | 0.52154 | 4.3777 | 0 | 0.90075 | 0 | 0 | 6.0061
2025-02-11 23:00 | 0 | 0 | 154.1322 | 90 | 0 | 0 | 0.78934 | 0.78934 | 0.78934 | 0 | 0 | 1.1102e-16 | 0 | 0 | 0.83088 | 0.78934 | 0 | 0 | 4.6242 | 5.5819 | 0 | 0.83088 | -0.83088 | 14.5192 | 63.0765 | 0 | 4.2199 | 4.2199 | 0.50274 | 4.2199 | 0 | 0.86827 | 0 | 0 | 5.5819
2025-02-12 | 0 | 0 | -158.2338 | 90 | 0 | 0 | 0.21337 | 0.21337 | 0.21337 | 0 | 0 | 2.7756e-17 | 0 | 0 | 0.2246 | 0.21337 | 0 | 0 | 5.1395 | 4.751 | 0 | 0.2246 | -0.2246 | 14.2681 | 61.9856 | 0 | 1.142 | 1.142 | 0.13605 | 1.142 | 0 | 0.23471 | 0 | 0 | 4.751
2025-02-12 01:00 | 0 | 0 | -125.4242 | 90 | 0 | 0 | 0.29053 | 0.29053 | 0.29053 | 0 | 0 | 0 | 0 | 0 | 0.30582 | 0.29053 | 0 | 0 | 5.112 | 4.5264 | 0 | 0.30582 | -0.30582 | 13.9262 | 60.5001 | 0 | 1.5549 | 1.5549 | 0.18525 | 1.5549 | 0 | 0.31958 | 0 | 0 | 4.5264
2025-02-12 02:00 | 0 | 0 | -108.2425 | 90 | 0 | 0 | 0.37125 | 0.37125 | 0.37125 | 0 | 0 | 5.5511e-17 | 0 | 0 | 0.39079 | 0.37125 | 0 | 0 | 5.143 | 4.2206 | 0 | 0.39079 | -0.39079 | 13.4893 | 58.602 | 0 | 1.987 | 1.987 | 0.23672 | 1.987 | 0 | 0.40838 | 0 | 0 | 4.2206
2025-02-12 03:00 | 0 | 0 | -97.3937 | 90 | 0 | 0 | 0.22059 | 0.22059 | 0.22059 | 0 | 0 | 0 | 0 | 0 | 0.2322 | 0.22059 | 0 | 0 | 5.143 | 3.8298 | 0 | 0.2322 | -0.2322 | 13.2296 | 57.4742 | 0 | 1.1806 | 1.1806 | 0.14066 | 1.1806 | 0 | 0.24265 | 0 | 0 | 3.8298
2025-02-12 04:00 | 0 | 0 | -89.0261 | 90 | 0 | 0 | 0.23655 | 0.23655 | 0.23655 | 0 | 0 | 2.7756e-17 | 0 | 0 | 0.249 | 0.23655 | 0 | 0 | 5.143 | 3.5976 | 0 | 0.249 | -0.249 | 12.9512 | 56.2648 | 0 | 1.266 | 1.266 | 0.15083 | 1.266 | 0 | 0.26021 | 0 | 0 | 3.5976
2025-02-12 05:00 | 0 | 0 | -81.5337 | 90 | 0 | 0 | 0.39166 | 0.39166 | 0.39166 | 0 | 0 | 0 | 0 | 0 | 0.41227 | 0.39166 | 0 | 0 | 5.143 | 3.3486 | 0 | 0.41227 | -0.41227 | 12.4903 | 54.2623 | 0 | 2.0962 | 2.0962 | 0.24973 | 2.0962 | 0 | 0.43083 | 0 | 0 | 3.3486
2025-02-12 06:00 | 0.0071091 | 0 | -74.0307 | 90 | 0 | 0 | 0.302 | 0.302 | 0.302 | 0 | 0 | 5.5511e-17 | 0 | 0 | 0.3179 | 0.302 | 0 | 0 | 5.143 | 2.9364 | 0 | 0.3179 | -0.3179 | 12.1349 | 52.7182 | 0 | 1.6163 | 1.6163 | 0.19257 | 1.6163 | 0 | 0.3322 | 0 | 0 | 2.9364
2025-02-12 07:00 | 0.10402 | 10.0656 | -65.8254 | 68.8906 | 0.13056 | 0.41521 | 0.16716 | 0.16716 | 0.16716 | 248.3899 | 0 | 0 | 0 | 0.41521 | 0.17596 | 0.16716 | 0 | 0 | 5.143 | 2.6185 | 0.23925 | 0 | 0.23925 | 12.3489 | 53.6479 | 0 | 0.89466 | 0.89466 | 0.10659 | 0.89466 | 0 | 0.18388 | 0.33217 | 0 | 3.0337
2025-02-12 08:00 | 0.21992 | 21.2439 | -56.1917 | 54.5238 | 0.25137 | 0.7994 | 0.56685 | 0.56685 | 0.56685 | 141.025 | 0 | 0 | 0 | 0.7994 | 0.59668 | 0.56685 | 0 | 0 | 5.143 | 2.8099 | 0.20272 | 0 | 0.20272 | 12.5302 | 54.4356 | 0 | 3.0338 | 3.0338 | 0.36144 | 3.0338 | 0 | 0.62353 | 0.63952 | 0 | 3.6093
2025-02-12 09:00 | 0.38882 | 31.0788 | -44.2702 | 40.445 | 0.48693 | 1.5485 | 0.41677 | 0.41677 | 0.41677 | 371.5512 | 0 | 0 | 0 | 1.5485 | 0.4387 | 0.41677 | 0 | 0 | 5.143 | 2.972 | 1.1098 | 0 | 1.1098 | 13.5228 | 58.7479 | 0 | 2.2306 | 2.2306 | 0.26574 | 2.2306 | 0 | 0.45844 | 1.2388 | 0 | 4.5205
2025-02-12 10:00 | 0.50284 | 38.7498 | -29.2027 | 27.1479 | 0.63746 | 2.0272 | 0.30303 | 0.30303 | 0.30303 | 668.9874 | 0 | 0 | 0 | 2.0272 | 0.31898 | 0.30303 | 0 | 0 | 5.0278 | 3.8599 | 1.7082 | 0 | 1.7082 | 15.0507 | 65.3856 | 0 | 1.6218 | 1.6218 | 0.19322 | 1.6218 | 0 | 0.33333 | 1.6218 | 0 | 5.8871
2025-02-12 11:00 | 0.589 | 43.1552 | -10.8434 | 16.6657 | 0.76482 | 2.4323 | 0.31349 | 0.31349 | 0.31349 | 775.8729 | 0 | 0 | 0 | 2.4323 | 0.32999 | 0.31349 | 0 | 0 | 3.9481 | 5.2265 | 2.1023 | 0 | 2.1023 | 16.9311 | 73.5545 | 0 | 1.6778 | 1.6778 | 0.19989 | 1.6778 | 0 | 0.34483 | 1.9458 | 0 | 7.6587
2025-02-12 12:00 | 0.56907 | 43.348 | 9.1296 | 16.0809 | 0.725 | 2.3056 | 0.60124 | 0.60124 | 0.60124 | 383.4812 | 0 | 0 | 0 | 2.3056 | 0.63288 | 0.60124 | 0 | 0 | 2.7144 | 6.0061 | 1.6728 | 0 | 1.6728 | 18.4272 | 80.0543 | 0 | 3.2143 | 3.2143 | 0.38294 | 3.2143 | 0 | 0.66136 | 1.8445 | 0 | 8.3118
2025-02-12 13:00 | 0.43843 | 39.2797 | 27.727 | 26.0687 | 0.51087 | 1.6247 | 0.71459 | 0.71459 | 0.71459 | 227.3548 | 0 | 0 | 0 | 1.6247 | 0.7522 | 0.71459 | 0 | 0 | 1.894 | 6.0061 | 0.87246 | 0 | 0.87246 | 19.2076 | 83.4444 | 0 | 3.8203 | 3.8203 | 0.45513 | 3.8203 | 0 | 0.78605 | 1.2997 | 0 | 7.6308
2025-02-12 14:00 | 0.31717 | 31.8466 | 43.0944 | 39.2449 | 0.34848 | 1.1082 | 0.53314 | 0.53314 | 0.53314 | 207.8672 | 0 | 0 | 0 | 1.1082 | 0.56121 | 0.53314 | 0 | 0 | 1.6407 | 6.0061 | 0.54703 | 0 | 0.54703 | 19.6968 | 85.57 | 0 | 2.8502 | 2.8502 | 0.33957 | 2.8502 | 0 | 0.58646 | 0.88659 | 0 | 7.1144
2025-02-12 15:00 | 0.30708 | 22.1625 | 55.2586 | 53.2837 | 0.42568 | 1.3537 | 0.53593 | 0.53593 | 0.53593 | 252.597 | 0 | 0 | 0 | 1.3537 | 0.56413 | 0.53593 | 0 | 0 | 1.519 | 6.0061 | 0.7896 | 0 | 0.7896 | 20.4031 | 88.6381 | 0 | 2.8651 | 2.8651 | 0.34134 | 2.8651 | 0 | 0.58952 | 1.083 | 0 | 7.3599
2025-02-12 16:00 | 0.18008 | 11.0767 | 65.0552 | 67.6344 | 0.33089 | 1.0523 | 0.4804 | 0.4804 | 0.4804 | 219.0431 | 0 | 0 | 0 | 1.0523 | 0.50568 | 0.4804 | 0 | 0 | 1.1384 | 6.0061 | 0.54659 | 0 | 0.54659 | 20.892 | 90.7621 | 0 | 2.5682 | 2.5682 | 0.30597 | 2.5682 | 0 | 0.52844 | 0.84182 | 0 | 7.0584
2025-02-12 17:00 | 0.014677 | 0 | 73.3544 | 90 | 0 | 0 | 0.65531 | 0.65531 | 0.65531 | 0 | 0 | 1.1102e-16 | 0 | 0 | 0.6898 | 0.65531 | 0 | 0 | 0.92502 | 6.0061 | 0 | 0.6898 | -0.6898 | 20.1208 | 87.4116 | 0 | 3.5034 | 3.5034 | 0.41738 | 3.5034 | 0 | 0.72084 | 0 | 0 | 6.0061
2025-02-12 18:00 | 0 | 0 | 80.8917 | 90 | 0 | 0 | 0.5559 | 0.5559 | 0.5559 | 0 | 0 | 1.1102e-16 | 0 | 0 | 0.58516 | 0.5559 | 0 | 0 | 1.6895 | 6.0061 | 0 | 0.58516 | -0.58516 | 19.4665 | 84.5694 | 0 | 2.9719 | 2.9719 | 0.35406 | 2.9719 | 0 | 0.6115 | 0 | 0 | 6.0061
2025-02-12 19:00 | 0 | 0 | 88.3549 | 90 | 0 | 0 | 0.72545 | 0.72545 | 0.72545 | 0 | 0 | 1.1102e-16 | 0 | 0 | 0.76363 | 0.72545 | 0 | 0 | 2.1716 | 6.0061 | 0 | 0.76363 | -0.76363 | 18.6128 | 80.8603 | 0 | 3.8783 | 3.8783 | 0.46205 | 3.8783 | 0 | 0.79799 | 0 | 0 | 6.0061
2025-02-12 20:00 | 0 | 0 | 96.5989 | 90 | 0 | 0 | 0.78658 | 0.78658 | 0.78658 | 0 | 0 | 1.1102e-16 | 0 | 0 | 0.82798 | 0.78658 | 0 | 0 | 2.7475 | 6.0061 | 0 | 0.82798 | -0.82798 | 17.687 | 76.8387 | 0 | 4.2051 | 4.2051 | 0.50098 | 4.2051 | 0 | 0.86524 | 0 | 0 | 6.0061
2025-02-12 21:00 | 0 | 0 | 107.1294 | 90 | 0 | 0 | 0.7861 | 0.7861 | 0.7861 | 0 | 0 | 1.1102e-16 | 0 | 0 | 0.82747 | 0.7861 | 0 | 0 | 3.3246 | 6.0061 | 0 | 0.82747 | -0.82747 | 16.7619 | 72.8196 | 0 | 4.2026 | 4.2026 | 0.50068 | 4.2026 | 0 | 0.86471 | 0 | 0 | 6.0061
2025-02-12 22:00 | 0 | 0 | 123.4891 | 90 | 0 | 0 | 0.58241 | 0.58241 | 0.58241 | 0 | 0 | 1.1102e-16 | 0 | 0 | 0.61306 | 0.58241 | 0 | 0 | 3.8666 | 6.0061 | 0 | 0.61306 | -0.61306 | 16.0765 | 69.8419 | 0 | 3.1136 | 3.1136 | 0.37094 | 3.1136 | 0 | 0.64065 | 0 | 0 | 6.0061
2025-02-12 23:00 | 0 | 0 | 154.4797 | 90 | 0 | 0 | 0.6237 | 0.6237 | 0.6237 | 0 | 0 | 1.1102e-16 | 0 | 0 | 0.65653 | 0.6237 | 0 | 0 | 4.2011 | 6.0061 | 0 | 0.65653 | -0.65653 | 15.3425 | 66.653 | 0 | 3.3344 | 3.3344 | 0.39724 | 3.3344 | 0 | 0.68607 | 0 | 0 | 6.0061
2025-02-13 | 0 | 0 | -158.5854 | 90 | 0 | 0 | 0.36934 | 0.36934 | 0.36934 | 0 | 0 | 0 | 0 | 0 | 0.38877 | 0.36934 | 0 | 0 | 4.6012 | 5.4874 | 0 | 0.38877 | -0.38877 | 14.9078 | 64.7647 | 0 | 1.9767 | 1.9767 | 0.2355 | 1.9767 | 0 | 0.40627 | 0 | 0 | 5.4874
2025-02-13 01:00 | 0 | 0 | -125.9488 | 90 | 0 | 0 | 0.42224 | 0.42224 | 0.42224 | 0 | 0 | 5.5511e-17 | 0 | 0 | 0.44447 | 0.42224 | 0 | 0 | 4.7659 | 5.0986 | 0 | 0.44447 | -0.44447 | 14.4109 | 62.6058 | 0 | 2.2599 | 2.2599 | 0.26923 | 2.2599 | 0 | 0.46447 | 0 | 0 | 5.0986
2025-02-13 02:00 | 0 | 0 | -108.6831 | 90 | 0 | 0 | 0.19305 | 0.19305 | 0.19305 | 0 | 0 | 2.7756e-17 | 0 | 0 | 0.20321 | 0.19305 | 0 | 0 | 5.0241 | 4.6542 | 0 | 0.20321 | -0.20321 | 14.1837 | 61.6188 | 0 | 1.0332 | 1.0332 | 0.12309 | 1.0332 | 0 | 0.21235 | 0 | 0 | 4.6542
2025-02-13 03:00 | 0 | 0 | -97.7598 | 90 | 0 | 0 | 0.43553 | 0.43553 | 0.43553 | 0 | 0 | 5.5511e-17 | 0 | 0 | 0.45845 | 0.43553 | 0 | 0 | 5.0763 | 4.4509 | 0 | 0.45845 | -0.45845 | 13.6711 | 59.3921 | 0 | 2.331 | 2.331 | 0.2777 | 2.331 | 0 | 0.47908 | 0 | 0 | 4.4509
2025-02-13 04:00 | 0 | 0 | -89.3444 | 90 | 0 | 0 | 0.39306 | 0.39306 | 0.39306 | 0 | 0 | 0 | 0 | 0 | 0.41375 | 0.39306 | 0 | 0 | 5.143 | 3.9925 | 0 | 0.41375 | -0.41375 | 13.2085 | 57.3824 | 0 | 2.1037 | 2.1037 | 0.25063 | 2.1037 | 0 | 0.43237 | 0 | 0 | 3.9925
2025-02-13 05:00 | 0 | 0 | -81.8234 | 90 | 0 | 0 | 0.42281 | 0.42281 | 0.42281 | 0 | 0 | 5.5511e-17 | 0 | 0 | 0.44507 | 0.42281 | 0 | 0 | 5.143 | 3.5787 | 0 | 0.44507 | -0.44507 | 12.7109 | 55.2207 | 0 | 2.2629 | 2.2629 | 0.2696 | 2.2629 | 0 | 0.46509 | 0 | 0 | 3.5787
2025-02-13 06:00 | 0.0089441 | 0 | -74.3042 | 90 | 0 | 0 | 0.43973 | 0.43973 | 0.43973 | 0 | 0 | 5.5511e-17 | 0 | 0 | 0.46287 | 0.43973 | 0 | 0 | 5.143 | 3.1337 | 0 | 0.46287 | -0.46287 | 12.1934 | 52.9724 | 0 | 2.3535 | 2.3535 | 0.28038 | 2.3535 | 0 | 0.4837 | 0 | 0 | 3.1337
2025-02-13 07:00 | 0.15845 | 10.249 | -66.0897 | 68.8667 | 0.28747 | 0.91419 | 0.43205 | 0.43205 | 0.43205 | 211.5961 | 0 | 0 | 0 | 0.91419 | 0.45478 | 0.43205 | 0 | 0 | 5.143 | 2.6708 | 0.45941 | 0 | 0.45941 | 12.6043 | 54.7576 | 0 | 2.3123 | 2.3123 | 0.27548 | 2.3123 | 0 | 0.47525 | 0.73135 | 0 | 3.585
2025-02-13 08:00 | 0.3352 | 21.4551 | -56.4474 | 54.4731 | 0.49912 | 1.5873 | 0.35943 | 0.35943 | 0.35943 | 441.6169 | 0 | 0 | 0 | 1.5873 | 0.37835 | 0.35943 | 0 | 0 | 5.143 | 3.0383 | 1.209 | 0 | 1.209 | 13.6856 | 59.4552 | 0 | 1.9237 | 1.9237 | 0.22918 | 1.9237 | 0 | 0.39537 | 1.2698 | 0 | 4.6256
2025-02-13 09:00 | 0.47095 | 31.3249 | -44.5062 | 40.3562 | 0.65026 | 2.0679 | 0.30441 | 0.30441 | 0.30441 | 679.3194 | 0 | 0 | 0 | 2.0679 | 0.32044 | 0.30441 | 0 | 0 | 4.929 | 4.0055 | 1.7475 | 0 | 1.7475 | 15.2486 | 66.2455 | 0 | 1.6292 | 1.6292 | 0.1941 | 1.6292 | 0 | 0.33486 | 1.6544 | 0 | 6.0734
2025-02-13 10:00 | 0.60805 | 39.0337 | -29.3876 | 26.9944 | 0.83348 | 2.6506 | 0.25318 | 0.25318 | 0.25318 | 1046.928 | 0 | 0 | 0 | 2.6506 | 0.2665 | 0.25318 | 0 | 0 | 3.8257 | 5.4035 | 2.3841 | 0 | 2.3841 | 17.3811 | 75.5094 | 0 | 1.355 | 1.355 | 0.16143 | 1.355 | 0 | 0.2785 | 2.1205 | 0 | 8.0541
2025-02-13 11:00 | 0.73826 | 43.4677 | -10.9265 | 16.3938 | 1.0199 | 3.2435 | 0.37376 | 0.37376 | 0.37376 | 867.8156 | 0.45343 | 0 | 0 | 3.2435 | 0.39343 | 0.37376 | 0 | 0 | 2.3967 | 6.0061 | 2.3967 | 0 | 2.3967 | 19.5247 | 84.8221 | 0 | 2.0004 | 2.0004 | 0.23832 | 2.0004 | 0 | 0.41113 | 2.5948 | 0 | 9.2497
2025-02-13 12:00 | 0.76682 | 43.6641 | 9.1804 | 15.7909 | 1.061 | 3.3743 | 0.77234 | 0.77234 | 0.77234 | 436.8918 | 1.4667 | 0 | 0 | 3.3743 | 0.81298 | 0.77234 | 0 | 0 | 1.0946 | 6.0061 | 1.0946 | 0 | 1.0946 | 20.5037 | 89.0753 | 0 | 4.129 | 4.129 | 0.49191 | 4.129 | 0 | 0.84957 | 2.6994 | 0 | 9.3804
2025-02-13 13:00 | 0.56841 | 39.573 | 27.8869 | 25.8942 | 0.75525 | 2.4018 | 0.85254 | 0.85254 | 0.85254 | 281.7229 | 0.71655 | 0 | 0 | 2.4018 | 0.89741 | 0.85254 | 0 | 0 | 0.78785 | 6.0061 | 0.78785 | 0 | 0.78785 | 21.2084 | 92.1366 | 0 | 4.5578 | 4.5578 | 0.543 | 4.5578 | 0 | 0.9378 | 1.9214 | 0 | 8.408
2025-02-13 14:00 | 0.55248 | 32.1053 | 43.313 | 39.1372 | 0.79339 | 2.5231 | 0.7561 | 0.7561 | 0.7561 | 333.7036 | 1.1602 | 0 | 0 | 2.5231 | 0.79589 | 0.7561 | 0 | 0 | 0.56707 | 6.0061 | 0.56707 | 0 | 0.56707 | 21.7156 | 94.3401 | 0 | 4.0422 | 4.0422 | 0.48157 | 4.0422 | 0 | 0.83171 | 2.0185 | 0 | 8.5293
2025-02-13 15:00 | 0.3419 | 22.3877 | 55.5017 | 53.215 | 0.49929 | 1.5878 | 0.62452 | 0.62452 | 0.62452 | 254.2472 | 0.52226 | 0 | 0 | 1.5878 | 0.65739 | 0.62452 | 0 | 0 | 0.40817 | 6.0061 | 0.40817 | 0 | 0.40817 | 22.0807 | 95.9261 | 0 | 3.3387 | 3.3387 | 0.39776 | 3.3387 | 0 | 0.68697 | 1.2703 | 0 | 7.594
2025-02-13 16:00 | 0.16156 | 11.2745 | 65.3094 | 67.593 | 0.26714 | 0.84954 | 0.46882 | 0.46882 | 0.46882 | 181.2082 | 0.062253 | 0 | 0 | 0.84954 | 0.49349 | 0.46882 | 0 | 0 | 0.29379 | 6.0061 | 0.29379 | 0 | 0.29379 | 22.3434 | 97.0677 | 0 | 2.5063 | 2.5063 | 0.2986 | 2.5063 | 0 | 0.5157 | 0.67963 | 0 | 6.8557
2025-02-13 17:00 | 0.013989 | 0 | 73.6186 | 90 | 0 | 0 | 0.94904 | 0.94904 | 0.94904 | 0 | 0 | 0 | 0 | 0 | 0.99899 | 0.94904 | 0 | 0 | 0.21146 | 6.0061 | 0 | 0.99899 | -0.99899 | 21.2265 | 92.2155 | 0 | 5.0737 | 5.0737 | 0.60446 | 5.0737 | 0 | 1.0439 | 0 | 0 | 6.0061
2025-02-13 18:00 | 0 | 0 | 81.1717 | 90 | 0 | 0 | 0.47064 | 0.47064 | 0.47064 | 0 | 0 | 5.5511e-17 | 0 | 0 | 0.49541 | 0.47064 | 0 | 0 | 1.2 | 6.0061 | 0 | 0.49541 | -0.49541 | 20.6726 | 89.8092 | 0 | 2.5161 | 2.5161 | 0.29975 | 2.5161 | 0 | 0.5177 | 0 | 0 | 6.0061
2025-02-13 19:00 | 0 | 0 | 88.6619 | 90 | 0 | 0 | 0.73794 | 0.73794 | 0.73794 | 0 | 0 | 1.1102e-16 | 0 | 0 | 0.77678 | 0.73794 | 0 | 0 | 1.5306 | 6.0061 | 0 | 0.77678 | -0.77678 | 19.8042 | 86.0363 | 0 | 3.9451 | 3.9451 | 0.47 | 3.9451 | 0 | 0.81173 | 0 | 0 | 6.0061
2025-02-13 20:00 | 0 | 0 | 96.9502 | 90 | 0 | 0 | 0.80086 | 0.80086 | 0.80086 | 0 | 0 | 1.1102e-16 | 0 | 0 | 0.84301 | 0.80086 | 0 | 0 | 2.1011 | 6.0061 | 0 | 0.84301 | -0.84301 | 18.8617 | 81.9417 | 0 | 4.2815 | 4.2815 | 0.51008 | 4.2815 | 0 | 0.88095 | 0 | 0 | 6.0061
2025-02-13 21:00 | 0 | 0 | 107.5489 | 90 | 0 | 0 | 0.93654 | 0.93654 | 0.93654 | 0 | 0 | 1.1102e-16 | 0 | 0 | 0.98584 | 0.93654 | 0 | 0 | 2.6821 | 6.0061 | 0 | 0.98584 | -0.98584 | 17.7595 | 77.1534 | 0 | 5.0068 | 5.0068 | 0.5965 | 5.0068 | 0 | 1.0302 | 0 | 0 | 6.0061
2025-02-13 22:00 | 0 | 0 | 123.9857 | 90 | 0 | 0 | 0.55803 | 0.55803 | 0.55803 | 0 | 0 | 0 | 0 | 0 | 0.5874 | 0.55803 | 0 | 0 | 3.3596 | 6.0061 | 0 | 0.5874 | -0.5874 | 17.1027 | 74.3003 | 0 | 2.9833 | 2.9833 | 0.35542 | 2.9833 | 0 | 0.61384 | 0 | 0 | 6.0061
2025-02-13 23:00 | 0 | 0 | 154.8306 | 90 | 0 | 0 | 0.82102 | 0.82102 | 0.82102 | 0 | 0 | 1.1102e-16 | 0 | 0 | 0.86423 | 0.82102 | 0 | 0 | 3.6438 | 6.0061 | 0 | 0.86423 | -0.86423 | 16.1365 | 70.1026 | 0 | 4.3893 | 4.3893 | 0.52292 | 4.3893 | 0 | 0.90312 | 0 | 0 | 6.0061
2025-02-14 | 0 | 0 | -158.9213 | 90 | 0 | 0 | 0.45786 | 0.45786 | 0.45786 | 0 | 0 | 5.5511e-17 | 0 | 0 | 0.48196 | 0.45786 | 0 | 0 | 4.2222 | 6.0061 | 0 | 0.48196 | -0.48196 | 15.5976 | 67.7616 | 0 | 2.4505 | 2.4505 | 0.29194 | 2.4505 | 0 | 0.50365 | 0 | 0 | 6.0061
2025-02-14 01:00 | 0 | 0 | -126.4671 | 90 | 0 | 0 | 0.37269 | 0.37269 | 0.37269 | 0 | 0 | 5.5511e-17 | 0 | 0 | 0.3923 | 0.37269 | 0 | 0 | 4.435 | 5.7156 | 0 | 0.3923 | -0.3923 | 15.159 | 65.8562 | 0 | 1.9946 | 1.9946 | 0.23764 | 1.9946 | 0 | 0.40996 | 0 | 0 | 5.7156
2025-02-14 02:00 | 0 | 0 | -109.1231 | 90 | 0 | 0 | 0.32613 | 0.32613 | 0.32613 | 0 | 0 | 5.5511e-17 | 0 | 0 | 0.34329 | 0.32613 | 0 | 0 | 4.6165 | 5.3233 | 0 | 0.34329 | -0.34329 | 14.7752 | 64.1887 | 0 | 1.7455 | 1.7455 | 0.20795 | 1.7455 | 0 | 0.35874 | 0 | 0 | 5.3233
2025-02-14 03:00 | 0 | 0 | -98.127 | 90 | 0 | 0 | 0.38148 | 0.38148 | 0.38148 | 0 | 0 | 5.5511e-17 | 0 | 0 | 0.40156 | 0.38148 | 0 | 0 | 4.7893 | 4.98 | 0 | 0.40156 | -0.40156 | 14.3263 | 62.2383 | 0 | 2.0417 | 2.0417 | 0.24324 | 2.0417 | 0 | 0.41963 | 0 | 0 | 4.98
2025-02-14 04:00 | 0 | 0 | -89.6645 | 90 | 0 | 0 | 0.40807 | 0.40807 | 0.40807 | 0 | 0 | 5.5511e-17 | 0 | 0 | 0.42955 | 0.40807 | 0 | 0 | 5.0374 | 4.5785 | 0 | 0.42955 | -0.42955 | 13.846 | 60.1519 | 0 | 2.184 | 2.184 | 0.2602 | 2.184 | 0 | 0.44888 | 0 | 0 | 4.5785
2025-02-14 05:00 | 0 | 0 | -82.115 | 90 | 0 | 0 | 0.46112 | 0.46112 | 0.46112 | 0 | 0 | 5.5511e-17 | 0 | 0 | 0.48538 | 0.46112 | 0 | 0 | 5.143 | 4.1489 | 0 | 0.48538 | -0.48538 | 13.3033 | 57.7944 | 0 | 2.4679 | 2.4679 | 0.29402 | 2.4679 | 0 | 0.50723 | 0 | 0 | 4.1489
2025-02-14 06:00 | 0.010954 | 0 | -74.5796 | 90 | 0 | 0 | 0.52292 | 0.52292 | 0.52292 | 0 | 0 | 1.1102e-16 | 0 | 0 | 0.55044 | 0.52292 | 0 | 0 | 5.143 | 3.6636 | 0 | 0.55044 | -0.55044 | 12.6879 | 55.1208 | 0 | 2.7987 | 2.7987 | 0.33343 | 2.7987 | 0 | 0.57521 | 0 | 0 | 3.6636
2025-02-14 07:00 | 0.1701 | 10.4372 | -66.3559 | 68.84 | 0.31473 | 1.0009 | 0.27303 | 0.27303 | 0.27303 | 366.5946 | 0 | 0 | 0 | 1.0009 | 0.2874 | 0.27303 | 0 | 0 | 5.143 | 3.1131 | 0.71351 | 0 | 0.71351 | 13.3261 | 57.8933 | 0 | 1.4613 | 1.4613 | 0.17409 | 1.4613 | 0 | 0.30033 | 0.80072 | 0 | 4.114
2025-02-14 08:00 | 0.38649 | 21.6711 | -56.7049 | 54.4197 | 0.59745 | 1.9 | 0.44018 | 0.44018 | 0.44018 | 431.6384 | 0 | 0 | 0 | 1.9 | 0.46335 | 0.44018 | 0 | 0 | 5.143 | 3.6839 | 1.4366 | 0 | 1.4366 | 14.6111 | 63.4756 | 0 | 2.3559 | 2.3559 | 0.28067 | 2.3559 | 0 | 0.4842 | 1.52 | 0 | 5.5839
2025-02-14 09:00 | 0.48907 | 31.5758 | -44.7437 | 40.2651 | 0.68057 | 2.1643 | 0.33991 | 0.33991 | 0.33991 | 636.7379 | 0 | 0 | 0 | 2.1643 | 0.3578 | 0.33991 | 0 | 0 | 4.3451 | 4.8332 | 1.8065 | 0 | 1.8065 | 16.2269 | 70.4952 | 0 | 1.8192 | 1.8192 | 0.21673 | 1.8192 | 0 | 0.3739 | 1.7315 | 0 | 6.9976
2025-02-14 10:00 | 0.66584 | 39.3225 | -29.5728 | 26.8389 | 0.92607 | 2.9451 | 0.34692 | 0.34692 | 0.34692 | 848.9189 | 0 | 0 | 0 | 2.9451 | 0.36518 | 0.34692 | 0 | 0 | 3.238 | 6.0061 | 2.5799 | 0 | 2.5799 | 18.5344 | 80.5199 | 0 | 1.8567 | 1.8567 | 0.2212 | 1.8567 | 0 | 0.38161 | 2.356 | 0 | 8.9512
2025-02-14 11:00 | 0.69366 | 43.7848 | -11.0073 | 16.1182 | 0.94398 | 3.002 | 0.41504 | 0.41504 | 0.41504 | 723.3046 | 0.87248 | 0 | 0 | 3.002 | 0.43689 | 0.41504 | 0 | 0 | 1.6927 | 6.0061 | 1.6927 | 0 | 1.6927 | 20.0484 | 87.0971 | 0 | 2.2213 | 2.2213 | 0.26464 | 2.2213 | 0 | 0.45655 | 2.4016 | 0 | 9.0082
2025-02-14 12:00 | 0.79058 | 43.9841 | 9.2369 | 15.4995 | 1.0903 | 3.4673 | 0.7206 | 0.7206 | 0.7206 | 481.168 | 1.7783 | 0 | 0 | 3.4673 | 0.75852 | 0.7206 | 0 | 0 | 0.9305 | 6.0061 | 0.9305 | 0 | 0.9305 | 20.8806 | 90.7128 | 0 | 3.8524 | 3.8524 | 0.45896 | 3.8524 | 0 | 0.79266 | 2.7738 | 0 | 9.4734
2025-02-14 13:00 | 0.66275 | 39.8688 | 28.0541 | 25.7227 | 0.91781 | 2.9188 | 0.73549 | 0.73549 | 0.73549 | 396.8516 | 1.4748 | 0 | 0 | 2.9188 | 0.7742 | 0.73549 | 0 | 0 | 0.66976 | 6.0061 | 0.66976 | 0 | 0.66976 | 21.4797 | 93.3152 | 0 | 3.932 | 3.932 | 0.46844 | 3.932 | 0 | 0.80904 | 2.335 | 0 | 8.9249
2025-02-14 14:00 | 0.55127 | 32.3651 | 43.5388 | 39.033 | 0.78611 | 2.5 | 0.84178 | 0.84178 | 0.84178 | 296.9867 | 1.1318 | 0 | 0 | 2.5 | 0.88608 | 0.84178 | 0 | 0 | 0.48208 | 6.0061 | 0.48208 | 0 | 0.48208 | 21.9109 | 95.1885 | 0 | 4.5002 | 4.5002 | 0.53614 | 4.5002 | 0 | 0.92595 | 2 | 0 | 8.5061
2025-02-14 15:00 | 0.36877 | 22.6132 | 55.7513 | 53.1498 | 0.55101 | 1.7523 | 0.73211 | 0.73211 | 0.73211 | 239.3507 | 0.63467 | 0 | 0 | 1.7523 | 0.77064 | 0.73211 | 0 | 0 | 0.34699 | 6.0061 | 0.34699 | 0 | 0.34699 | 22.2212 | 96.5367 | 0 | 3.9139 | 3.9139 | 0.46629 | 3.9139 | 0 | 0.80532 | 1.4018 | 0 | 7.7584
2025-02-14 16:00 | 0.17873 | 11.4722 | 65.5693 | 67.555 | 0.3111 | 0.98935 | 0.61576 | 0.61576 | 0.61576 | 160.6699 | 0.091419 | 0 | 0 | 0.98935 | 0.64817 | 0.61576 | 0 | 0 | 0.24976 | 6.0061 | 0.24976 | 0 | 0.24976 | 22.4446 | 97.5072 | 0 | 3.2919 | 3.2919 | 0.39219 | 3.2919 | 0 | 0.67734 | 0.79148 | 0 | 6.9955
2025-02-14 17:00 | 0.016831 | 0 | 73.888 | 90 | 0 | 0 | 0.90952 | 0.90952 | 0.90952 | 0 | 0 | 1.1102e-16 | 0 | 0 | 0.95739 | 0.90952 | 0 | 0 | 0.17977 | 6.0061 | 0 | 0.95739 | -0.95739 | 21.3742 | 92.8571 | 0 | 4.8624 | 4.8624 | 0.57928 | 4.8624 | 0 | 1.0005 | 0 | 0 | 6.0061
2025-02-14 18:00 | 0 | 0 | 81.4567 | 90 | 0 | 0 | 0.92676 | 0.92676 | 0.92676 | 0 | 0 | 1.1102e-16 | 0 | 0 | 0.97553 | 0.92676 | 0 | 0 | 1.1171 | 6.0061 | 0 | 0.97553 | -0.97553 | 20.2835 | 88.1188 | 0 | 4.9545 | 4.9545 | 0.59026 | 4.9545 | 0 | 1.0194 | 0 | 0 | 6.0061
2025-02-14 19:00 | 0 | 0 | 88.9739 | 90 | 0 | 0 | 0.78722 | 0.78722 | 0.78722 | 0 | 0 | 1.1102e-16 | 0 | 0 | 0.82865 | 0.78722 | 0 | 0 | 1.8787 | 6.0061 | 0 | 0.82865 | -0.82865 | 19.3571 | 84.0939 | 0 | 4.2086 | 4.2086 | 0.50139 | 4.2086 | 0 | 0.86594 | 0 | 0 | 6.0061
2025-02-14 20:00 | 0 | 0 | 97.3065 | 90 | 0 | 0 | 0.91343 | 0.91343 | 0.91343 | 0 | 0 | 0 | 0 | 0 | 0.96151 | 0.91343 | 0 | 0 | 2.4218 | 6.0061 | 0 | 0.96151 | -0.96151 | 18.2821 | 79.4237 | 0 | 4.8833 | 4.8833 | 0.58178 | 4.8833 | 0 | 1.0048 | 0 | 0 | 6.0061
2025-02-14 21:00 | 0 | 0 | 107.9734 | 90 | 0 | 0 | 0.85488 | 0.85488 | 0.85488 | 0 | 0 | 0 | 0 | 0 | 0.89987 | 0.85488 | 0 | 0 | 3.0687 | 6.0061 | 0 | 0.89987 | -0.89987 | 17.276 | 75.0529 | 0 | 4.5703 | 4.5703 | 0.54448 | 4.5703 | 0 | 0.94037 | 0 | 0 | 6.0061
2025-02-14 22:00 | 0 | 0 | 124.4861 | 90 | 0 | 0 | 0.79724 | 0.79724 | 0.79724 | 0 | 0 | 1.1102e-16 | 0 | 0 | 0.8392 | 0.79724 | 0 | 0 | 3.6332 | 6.0061 | 0 | 0.8392 | -0.8392 | 16.3377 | 70.9768 | 0 | 4.2621 | 4.2621 | 0.50777 | 4.2621 | 0 | 0.87696 | 0 | 0 | 6.0061
2025-02-14 23:00 | 0 | 0 | 155.1844 | 90 | 0 | 0 | 0.79226 | 0.79226 | 0.79226 | 0 | 0 | 1.1102e-16 | 0 | 0 | 0.83396 | 0.79226 | 0 | 0 | 4.1408 | 6.0061 | 0 | 0.83396 | -0.83396 | 15.4053 | 66.9262 | 0 | 4.2355 | 4.2355 | 0.5046 | 4.2355 | 0 | 0.87149 | 0 | 0 | 6.0061
2025-02-15 | 0 | 0 | -159.2417 | 90 | 0 | 0 | 0.44049 | 0.44049 | 0.44049 | 0 | 0 | 5.5511e-17 | 0 | 0 | 0.46367 | 0.44049 | 0 | 0 | 4.6521 | 5.5436 | 0 | 0.46367 | -0.46367 | 14.8869 | 64.6741 | 0 | 2.3575 | 2.3575 | 0.28086 | 2.3575 | 0 | 0.48453 | 0 | 0 | 5.5436
2025-02-15 01:00 | 0 | 0 | -126.9789 | 90 | 0 | 0 | 0.42573 | 0.42573 | 0.42573 | 0 | 0 | 0 | 0 | 0 | 0.44814 | 0.42573 | 0 | 0 | 4.8357 | 5.08 | 0 | 0.44814 | -0.44814 | 14.3859 | 62.4974 | 0 | 2.2786 | 2.2786 | 0.27146 | 2.2786 | 0 | 0.46831 | 0 | 0 | 5.08
2025-02-15 02:00 | 0 | 0 | -109.5625 | 90 | 0 | 0 | 0.44634 | 0.44634 | 0.44634 | 0 | 0 | 5.5511e-17 | 0 | 0 | 0.46983 | 0.44634 | 0 | 0 | 5.0645 | 4.6318 | 0 | 0.46983 | -0.46983 | 13.8606 | 60.2154 | 0 | 2.3888 | 2.3888 | 0.2846 | 2.3888 | 0 | 0.49097 | 0 | 0 | 4.6318
2025-02-15 03:00 | 0 | 0 | -98.4952 | 90 | 0 | 0 | 0.5075 | 0.5075 | 0.5075 | 0 | 0 | 0 | 0 | 0 | 0.53421 | 0.5075 | 0 | 0 | 5.143 | 4.162 | 0 | 0.53421 | -0.53421 | 13.2634 | 57.6206 | 0 | 2.7162 | 2.7162 | 0.32359 | 2.7162 | 0 | 0.55825 | 0 | 0 | 4.162
2025-02-15 04:00 | 0 | 0 | -89.9861 | 90 | 0 | 0 | 0.39298 | 0.39298 | 0.39298 | 0 | 0 | 0 | 0 | 0 | 0.41366 | 0.39298 | 0 | 0 | 5.143 | 3.6278 | 0 | 0.41366 | -0.41366 | 12.8009 | 55.6114 | 0 | 2.1032 | 2.1032 | 0.25057 | 2.1032 | 0 | 0.43227 | 0 | 0 | 3.6278
2025-02-15 05:00 | 0 | 0 | -82.4083 | 90 | 0 | 0 | 0.34549 | 0.34549 | 0.34549 | 0 | 0 | 5.5511e-17 | 0 | 0 | 0.36368 | 0.34549 | 0 | 0 | 5.143 | 3.2141 | 0 | 0.36368 | -0.36368 | 12.3943 | 53.845 | 0 | 1.8491 | 1.8491 | 0.22029 | 1.8491 | 0 | 0.38004 | 0 | 0 | 3.2141
2025-02-15 06:00 | 0.012088 | 0 | -74.8568 | 90 | 0 | 0 | 0.51595 | 0.51595 | 0.51595 | 0 | 0 | 1.1102e-16 | 0 | 0 | 0.54311 | 0.51595 | 0 | 0 | 5.143 | 2.8504 | 0 | 0.54311 | -0.54311 | 11.787 | 51.207 | 0 | 2.7614 | 2.7614 | 0.32899 | 2.7614 | 0 | 0.56755 | 0 | 0 | 2.8504
2025-02-15 07:00 | 0.20366 | 10.63 | -66.624 | 68.8105 | 0.39059 | 1.2421 | 0.31412 | 0.31412 | 0.31412 | 395.4362 | 0 | 0 | 0 | 1.2421 | 0.33065 | 0.31412 | 0 | 0 | 5.143 | 2.3073 | 0.91149 | 0 | 0.91149 | 12.6023 | 54.7488 | 0 | 1.6812 | 1.6812 | 0.20029 | 1.6812 | 0 | 0.34553 | 0.99371 | 0 | 3.5495
2025-02-15 08:00 | 0.41454 | 21.8917 | -56.9642 | 54.3638 | 0.63979 | 2.0347 | 0.2813 | 0.2813 | 0.2813 | 723.303 | 0 | 0 | 0 | 2.0347 | 0.29611 | 0.2813 | 0 | 0 | 5.143 | 3.0365 | 1.7386 | 0 | 1.7386 | 14.1573 | 61.5043 | 0 | 1.5055 | 1.5055 | 0.17936 | 1.5055 | 0 | 0.30943 | 1.6277 | 0 | 5.0712
2025-02-15 09:00 | 0.53085 | 31.8315 | -44.9826 | 40.1718 | 0.75225 | 2.3923 | 0.33878 | 0.33878 | 0.33878 | 706.1411 | 0 | 0 | 0 | 2.3923 | 0.35661 | 0.33878 | 0 | 0 | 4.51 | 4.4274 | 2.0357 | 0 | 2.0357 | 15.9781 | 69.4143 | 0 | 1.8132 | 1.8132 | 0.21602 | 1.8132 | 0 | 0.37266 | 1.9138 | 0 | 6.8197
2025-02-15 10:00 | 0.69096 | 39.6161 | -29.7582 | 26.6813 | 0.95984 | 3.0525 | 0.37658 | 0.37658 | 0.37658 | 810.5795 | 0 | 0 | 0 | 3.0525 | 0.3964 | 0.37658 | 0 | 0 | 3.2879 | 6.0061 | 2.6561 | 0 | 2.6561 | 18.3537 | 79.735 | 0 | 2.0155 | 2.0155 | 0.24011 | 2.0155 | 0 | 0.41423 | 2.442 | 0 | 9.0586
2025-02-15 11:00 | 0.58363 | 44.1065 | -11.0856 | 15.8393 | 0.74094 | 2.3563 | 0.36869 | 0.36869 | 0.36869 | 639.1098 | 0.23047 | 0 | 0 | 2.3563 | 0.38809 | 0.36869 | 0 | 0 | 1.7378 | 6.0061 | 1.7378 | 0 | 1.7378 | 19.908 | 86.4874 | 0 | 1.9732 | 1.9732 | 0.23509 | 1.9732 | 0 | 0.40556 | 1.8851 | 0 | 8.3625
2025-02-15 12:00 | 0.69723 | 44.3076 | 9.299 | 15.2071 | 0.94366 | 3.001 | 0.78389 | 0.78389 | 0.78389 | 382.8318 | 1.2014 | 0 | 0 | 3.001 | 0.82515 | 0.78389 | 0 | 0 | 0.97447 | 6.0061 | 0.97447 | 0 | 0.97447 | 20.7796 | 90.2739 | 0 | 4.1908 | 4.1908 | 0.49927 | 4.1908 | 0 | 0.86228 | 2.4008 | 0 | 9.0071
2025-02-15 13:00 | 0.60595 | 40.1667 | 28.2286 | 25.5545 | 0.81498 | 2.5918 | 0.57926 | 0.57926 | 0.57926 | 447.432 | 1.2806 | 0 | 0 | 2.5918 | 0.60975 | 0.57926 | 0 | 0 | 0.7014 | 6.0061 | 0.7014 | 0 | 0.7014 | 21.407 | 92.9994 | 0 | 3.0968 | 3.0968 | 0.36894 | 3.0968 | 0 | 0.63718 | 2.0734 | 0 | 8.5979
2025-02-15 14:00 | 0.55014 | 32.626 | 43.7717 | 38.9326 | 0.77894 | 2.4772 | 0.72971 | 0.72971 | 0.72971 | 339.4717 | 1.2042 | 0 | 0 | 2.4772 | 0.76812 | 0.72971 | 0 | 0 | 0.50486 | 6.0061 | 0.50486 | 0 | 0.50486 | 21.8585 | 94.9611 | 0 | 3.9011 | 3.9011 | 0.46476 | 3.9011 | 0 | 0.80268 | 1.9817 | 0 | 8.4833
2025-02-15 15:00 | 0.35204 | 22.8389 | 56.0072 | 53.0882 | 0.50987 | 1.6215 | 0.76156 | 0.76156 | 0.76156 | 212.9161 | 0.45645 | 0 | 0 | 1.6215 | 0.80164 | 0.76156 | 0 | 0 | 0.36338 | 6.0061 | 0.36338 | 0 | 0.36338 | 22.1836 | 96.3731 | 0 | 4.0714 | 4.0714 | 0.48505 | 4.0714 | 0 | 0.83771 | 1.2972 | 0 | 7.6276
2025-02-15 16:00 | 0.18916 | 11.6697 | 65.8348 | 67.5203 | 0.33283 | 1.0584 | 0.88309 | 0.88309 | 0.88309 | 119.857 | 0 | 0 | 0 | 1.0584 | 0.92957 | 0.88309 | 0 | 0 | 0.26156 | 6.0061 | 0.12888 | 0 | 0.12888 | 22.2988 | 96.8739 | 0 | 4.7211 | 4.7211 | 0.56245 | 4.7211 | 0 | 0.9714 | 0.84676 | 0 | 7.0646
2025-02-15 17:00 | 0.014868 | 0 | 74.1625 | 90 | 0 | 0 | 0.91326 | 0.91326 | 0.91326 | 0 | 0 | 1.1102e-16 | 0 | 0 | 0.96132 | 0.91326 | 0 | 0 | 0.28347 | 6.0061 | 0 | 0.96132 | -0.96132 | 21.224 | 92.2046 | 0 | 4.8824 | 4.8824 | 0.58167 | 4.8824 | 0 | 1.0046 | 0 | 0 | 6.0061
2025-02-15 18:00 | 0 | 0 | 81.7466 | 90 | 0 | 0 | 0.99462 | 0.99462 | 0.99462 | 0 | 0 | 0 | 0 | 0 | 1.047 | 0.99462 | 0 | 0 | 1.2117 | 6.0061 | 0 | 1.047 | -1.047 | 20.0535 | 87.1194 | 0 | 5.3173 | 5.3173 | 0.63348 | 5.3173 | 0 | 1.0941 | 0 | 0 | 6.0061
2025-02-15 19:00 | 0 | 0 | 89.2906 | 90 | 0 | 0 | 0.46806 | 0.46806 | 0.46806 | 0 | 0 | 5.5511e-17 | 0 | 0 | 0.4927 | 0.46806 | 0 | 0 | 2.0312 | 6.0061 | 0 | 0.4927 | -0.4927 | 19.5026 | 84.7263 | 0 | 2.5023 | 2.5023 | 0.29812 | 2.5023 | 0 | 0.51487 | 0 | 0 | 6.0061
2025-02-15 20:00 | 0 | 0 | 97.6677 | 90 | 0 | 0 | 0.82697 | 0.82697 | 0.82697 | 0 | 0 | 1.1102e-16 | 0 | 0 | 0.8705 | 0.82697 | 0 | 0 | 2.2592 | 6.0061 | 0 | 0.8705 | -0.8705 | 18.5294 | 80.4981 | 0 | 4.4211 | 4.4211 | 0.52671 | 4.4211 | 0 | 0.90967 | 0 | 0 | 6.0061
2025-02-15 21:00 | 0 | 0 | 108.4028 | 90 | 0 | 0 | 0.84228 | 0.84228 | 0.84228 | 0 | 0 | 1.1102e-16 | 0 | 0 | 0.88661 | 0.84228 | 0 | 0 | 2.8704 | 6.0061 | 0 | 0.88661 | -0.88661 | 17.5381 | 76.1917 | 0 | 4.5029 | 4.5029 | 0.53646 | 4.5029 | 0 | 0.92651 | 0 | 0 | 6.0061
2025-02-15 22:00 | 0 | 0 | 124.9901 | 90 | 0 | 0 | 0.90482 | 0.90482 | 0.90482 | 0 | 0 | 1.1102e-16 | 0 | 0 | 0.95244 | 0.90482 | 0 | 0 | 3.457 | 6.0061 | 0 | 0.95244 | -0.95244 | 16.4733 | 71.5656 | 0 | 4.8372 | 4.8372 | 0.57629 | 4.8372 | 0 | 0.9953 | 0 | 0 | 6.0061
2025-02-15 23:00 | 0 | 0 | 155.5409 | 90 | 0 | 0 | 0.77439 | 0.77439 | 0.77439 | 0 | 0 | 1.1102e-16 | 0 | 0 | 0.81514 | 0.77439 | 0 | 0 | 4.0832 | 6.0061 | 0 | 0.81514 | -0.81514 | 15.5619 | 67.6064 | 0 | 4.1399 | 4.1399 | 0.49322 | 4.1399 | 0 | 0.85182 | 0 | 0 | 6.0061
2025-02-16 | 0 | 0 | -159.547 | 90 | 0 | 0 | 0.30492 | 0.30492 | 0.30492 | 0 | 0 | 5.5511e-17 | 0 | 0 | 0.32097 | 0.30492 | 0 | 0 | 4.5676 | 5.6837 | 0 | 0.32097 | -0.32097 | 15.203 | 66.0474 | 0 | 1.632 | 1.632 | 0.19443 | 1.632 | 0 | 0.33542 | 0 | 0 | 5.6837
2025-02-16 01:00 | 0 | 0 | -127.4839 | 90 | 0 | 0 | 0.3819 | 0.3819 | 0.3819 | 0 | 0 | 5.5511e-17 | 0 | 0 | 0.402 | 0.3819 | 0 | 0 | 4.6217 | 5.3627 | 0 | 0.402 | -0.402 | 14.7536 | 64.0948 | 0 | 2.0439 | 2.0439 | 0.24351 | 2.0439 | 0 | 0.42009 | 0 | 0 | 5.3627
2025-02-16 02:00 | 0 | 0 | -110.0007 | 90 | 0 | 0 | 0.14608 | 0.14608 | 0.14608 | 0 | 0 | 2.7756e-17 | 0 | 0 | 0.15376 | 0.14608 | 0 | 0 | 4.8304 | 4.9607 | 0 | 0.15376 | -0.15376 | 14.5817 | 63.348 | 0 | 0.7818 | 0.7818 | 0.093141 | 0.7818 | 0 | 0.16068 | 0 | 0 | 4.9607
2025-02-16 03:00 | 0 | 0 | -98.8643 | 90 | 0 | 0 | 0.33972 | 0.33972 | 0.33972 | 0 | 0 | 5.5511e-17 | 0 | 0 | 0.3576 | 0.33972 | 0 | 0 | 4.8399 | 4.8069 | 0 | 0.3576 | -0.3576 | 14.1819 | 61.611 | 0 | 1.8182 | 1.8182 | 0.21661 | 1.8182 | 0 | 0.37369 | 0 | 0 | 4.8069
2025-02-16 04:00 | 0 | 0 | -90.309 | 90 | 0 | 0 | 0.27491 | 0.27491 | 0.27491 | 0 | 0 | 0 | 0 | 0 | 0.28938 | 0.27491 | 0 | 0 | 5.0807 | 4.4493 | 0 | 0.28938 | -0.28938 | 13.8583 | 60.2055 | 0 | 1.4713 | 1.4713 | 0.17529 | 1.4713 | 0 | 0.3024 | 0 | 0 | 4.4493
2025-02-16 05:00 | 0 | 0 | -82.7032 | 90 | 0 | 0 | 0.37509 | 0.37509 | 0.37509 | 0 | 0 | 5.5511e-17 | 0 | 0 | 0.39483 | 0.37509 | 0 | 0 | 5.143 | 4.16 | 0 | 0.39483 | -0.39483 | 13.4169 | 58.2878 | 0 | 2.0075 | 2.0075 | 0.23917 | 2.0075 | 0 | 0.4126 | 0 | 0 | 4.16
2025-02-16 06:00 | 0.0099439 | 0 | -75.1357 | 90 | 0 | 0 | 0.33525 | 0.33525 | 0.33525 | 0 | 0 | 5.5511e-17 | 0 | 0 | 0.35289 | 0.33525 | 0 | 0 | 5.143 | 3.7651 | 0 | 0.35289 | -0.35289 | 13.0224 | 56.5737 | 0 | 1.7943 | 1.7943 | 0.21376 | 1.7943 | 0 | 0.36877 | 0 | 0 | 3.7651
2025-02-16 07:00 | 0.15399 | 10.8276 | -66.8938 | 68.7783 | 0.25072 | 0.79733 | 0.33993 | 0.33993 | 0.33993 | 234.5605 | 0 | 0 | 0 | 0.79733 | 0.35782 | 0.33993 | 0 | 0 | 5.143 | 3.4122 | 0.43952 | 0 | 0.43952 | 13.4155 | 58.2816 | 0 | 1.8193 | 1.8193 | 0.21675 | 1.8193 | 0 | 0.37392 | 0.63787 | 0 | 4.2096
2025-02-16 08:00 | 0.37484 | 22.1169 | -57.2252 | 54.3055 | 0.56393 | 1.7934 | 0.41941 | 0.41941 | 0.41941 | 427.5979 | 0 | 0 | 0 | 1.7934 | 0.44149 | 0.41941 | 0 | 0 | 5.143 | 3.7639 | 1.3519 | 0 | 1.3519 | 14.6247 | 63.5347 | 0 | 2.2447 | 2.2447 | 0.26743 | 2.2447 | 0 | 0.46135 | 1.4347 | 0 | 5.5573
2025-02-16 09:00 | 0.4922 | 32.0917 | -45.2229 | 40.0765 | 0.67596 | 2.1497 | 0.33552 | 0.33552 | 0.33552 | 640.6919 | 0 | 0 | 0 | 2.1497 | 0.35318 | 0.33552 | 0 | 0 | 4.368 | 4.8454 | 1.7965 | 0 | 1.7965 | 16.2315 | 70.5153 | 0 | 1.7957 | 1.7957 | 0.21394 | 1.7957 | 0 | 0.36907 | 1.7197 | 0 | 6.995
2025-02-16 10:00 | 0.74366 | 39.9143 | -29.9438 | 26.5221 | 1.0311 | 3.2792 | 0.27603 | 0.27603 | 0.27603 | 1188 | 0 | 0 | 0 | 3.2792 | 0.29055 | 0.27603 | 0 | 0 | 3.251 | 6.0061 | 2.9886 | 0 | 2.9886 | 18.9046 | 82.1282 | 0 | 1.4773 | 1.4773 | 0.176 | 1.4773 | 0 | 0.30363 | 2.6234 | 0 | 9.2853
2025-02-16 11:00 | 0.77941 | 44.4327 | -11.1614 | 15.5571 | 1.0656 | 3.3887 | 0.22781 | 0.22781 | 0.22781 | 1487.523 | 1.7453 | 0 | 0 | 3.3887 | 0.2398 | 0.22781 | 0 | 0 | 1.4036 | 6.0061 | 1.4036 | 0 | 1.4036 | 20.16 | 87.5821 | 0 | 1.2192 | 1.2192 | 0.14525 | 1.2192 | 0 | 0.25059 | 2.7109 | 0 | 9.3948
2025-02-16 12:00 | 0.71911 | 44.6346 | 9.367 | 14.9139 | 0.97435 | 3.0986 | 0.4741 | 0.4741 | 0.4741 | 653.5725 | 1.704 | 0 | 0 | 3.0986 | 0.49906 | 0.4741 | 0 | 0 | 0.89553 | 6.0061 | 0.89553 | 0 | 0.89553 | 20.961 | 91.0619 | 0 | 2.5346 | 2.5346 | 0.30196 | 2.5346 | 0 | 0.52151 | 2.4789 | 0 | 9.1048
2025-02-16 13:00 | 0.6578 | 40.4668 | 28.4107 | 25.3898 | 0.8996 | 2.8609 | 0.71773 | 0.71773 | 0.71773 | 398.6018 | 1.4608 | 0 | 0 | 2.8609 | 0.75551 | 0.71773 | 0 | 0 | 0.64458 | 6.0061 | 0.64458 | 0 | 0.64458 | 21.5375 | 93.5665 | 0 | 3.8371 | 3.8371 | 0.45713 | 3.8371 | 0 | 0.78951 | 2.2887 | 0 | 8.867
2025-02-16 14:00 | 0.43127 | 32.8877 | 44.0119 | 38.836 | 0.54731 | 1.7405 | 0.57524 | 0.57524 | 0.57524 | 302.573 | 0.67106 | 0 | 0 | 1.7405 | 0.60552 | 0.57524 | 0 | 0 | 0.46396 | 6.0061 | 0.46396 | 0 | 0.46396 | 21.9525 | 95.3693 | 0 | 3.0753 | 3.0753 | 0.36638 | 3.0753 | 0 | 0.63277 | 1.3924 | 0 | 7.7467
2025-02-16 15:00 | 0.45127 | 23.0647 | 56.2694 | 53.0303 | 0.68578 | 2.1809 | 0.94197 | 0.94197 | 0.94197 | 231.5268 | 0.85542 | 0 | 0 | 2.1809 | 0.99154 | 0.94197 | 0 | 0 | 0.33395 | 6.0061 | 0.33395 | 0 | 0.33395 | 22.2512 | 96.6669 | 0 | 5.0358 | 5.0358 | 0.59995 | 5.0358 | 0 | 1.0362 | 1.7447 | 0 | 8.1871
2025-02-16 16:00 | 0.24085 | 11.8669 | 66.1059 | 67.4891 | 0.44112 | 1.4029 | 0.52685 | 0.52685 | 0.52685 | 266.274 | 0.60791 | 0 | 0 | 1.4029 | 0.55457 | 0.52685 | 0 | 0 | 0.24037 | 6.0061 | 0.24037 | 0 | 0.24037 | 22.4662 | 97.6009 | 0 | 2.8166 | 2.8166 | 0.33555 | 2.8166 | 0 | 0.57953 | 1.1223 | 0 | 7.409
2025-02-16 17:00 | 0.02144 | 0 | 74.4421 | 90 | 0 | 0 | 0.60381 | 0.60381 | 0.60381 | 0 | 0 | 1.1102e-16 | 0 | 0 | 0.63559 | 0.60381 | 0 | 0 | 0.17301 | 6.0061 | 0 | 0.63559 | -0.63559 | 21.7556 | 94.5138 | 0 | 3.228 | 3.228 | 0.38457 | 3.228 | 0 | 0.66419 | 0 | 0 | 6.0061
2025-02-16 18:00 | 0 | 0 | 82.0413 | 90 | 0 | 0 | 0.87776 | 0.87776 | 0.87776 | 0 | 0 | 0 | 0 | 0 | 0.92396 | 0.87776 | 0 | 0 | 0.81879 | 6.0061 | 0 | 0.92396 | -0.92396 | 20.7225 | 90.026 | 0 | 4.6926 | 4.6926 | 0.55906 | 4.6926 | 0 | 0.96554 | 0 | 0 | 6.0061
2025-02-16 19:00 | 0 | 0 | 89.6122 | 90 | 0 | 0 | 0.53878 | 0.53878 | 0.53878 | 0 | 0 | 0 | 0 | 0 | 0.56714 | 0.53878 | 0 | 0 | 1.5825 | 6.0061 | 0 | 0.56714 | -0.56714 | 20.0885 | 87.2713 | 0 | 2.8804 | 2.8804 | 0.34316 | 2.8804 | 0 | 0.59266 | 0 | 0 | 6.0061
2025-02-16 20:00 | 0 | 0 | 98.0337 | 90 | 0 | 0 | 0.55665 | 0.55665 | 0.55665 | 0 | 0 | 1.1102e-16 | 0 | 0 | 0.58594 | 0.55665 | 0 | 0 | 1.9201 | 6.0061 | 0 | 0.58594 | -0.58594 | 19.4334 | 84.4253 | 0 | 2.9759 | 2.9759 | 0.35454 | 2.9759 | 0 | 0.61231 | 0 | 0 | 6.0061
2025-02-16 21:00 | 0 | 0 | 108.8368 | 90 | 0 | 0 | 0.65274 | 0.65274 | 0.65274 | 0 | 0 | 1.1102e-16 | 0 | 0 | 0.6871 | 0.65274 | 0 | 0 | 2.2833 | 6.0061 | 0 | 0.6871 | -0.6871 | 18.6652 | 81.088 | 0 | 3.4896 | 3.4896 | 0.41574 | 3.4896 | 0 | 0.71802 | 0 | 0 | 6.0061
2025-02-16 22:00 | 0 | 0 | 125.4971 | 90 | 0 | 0 | 0.5831 | 0.5831 | 0.5831 | 0 | 0 | 1.1102e-16 | 0 | 0 | 0.61378 | 0.5831 | 0 | 0 | 2.7381 | 6.0061 | 0 | 0.61378 | -0.61378 | 17.9789 | 78.1068 | 0 | 3.1173 | 3.1173 | 0.37138 | 3.1173 | 0 | 0.64141 | 0 | 0 | 6.0061
2025-02-16 23:00 | 0 | 0 | 155.8996 | 90 | 0 | 0 | 0.59776 | 0.59776 | 0.59776 | 0 | 0 | 1.1102e-16 | 0 | 0 | 0.62923 | 0.59776 | 0 | 0 | 3.1119 | 6.0061 | 0 | 0.62923 | -0.62923 | 17.2754 | 75.0505 | 0 | 3.1957 | 3.1957 | 0.38072 | 3.1957 | 0 | 0.65754 | 0 | 0 | 6.0061
2025-02-17 | 0 | 0 | -159.8378 | 90 | 0 | 0 | 0.39929 | 0.39929 | 0.39929 | 0 | 0 | 0 | 0 | 0 | 0.42031 | 0.39929 | 0 | 0 | 3.5043 | 6.0061 | 0 | 0.42031 | -0.42031 | 16.8055 | 73.009 | 0 | 2.137 | 2.137 | 0.2546 | 2.137 | 0 | 0.43922 | 0 | 0 | 6.0061
2025-02-17 01:00 | 0 | 0 | -127.9817 | 90 | 0 | 0 | 0.3243 | 0.3243 | 0.3243 | 0 | 0 | 0 | 0 | 0 | 0.34137 | 0.3243 | 0 | 0 | 3.7089 | 6.0061 | 0 | 0.34137 | -0.34137 | 16.4239 | 71.351 | 0 | 1.7357 | 1.7357 | 0.20678 | 1.7357 | 0 | 0.35673 | 0 | 0 | 6.0061
2025-02-17 02:00 | 0 | 0 | -110.4377 | 90 | 0 | 0 | 0.36751 | 0.36751 | 0.36751 | 0 | 0 | 5.5511e-17 | 0 | 0 | 0.38685 | 0.36751 | 0 | 0 | 3.8748 | 6.0061 | 0 | 0.38685 | -0.38685 | 15.9913 | 69.472 | 0 | 1.9669 | 1.9669 | 0.23433 | 1.9669 | 0 | 0.40426 | 0 | 0 | 6.0061
2025-02-17 03:00 | 0 | 0 | -99.2339 | 90 | 0 | 0 | 0.35805 | 0.35805 | 0.35805 | 0 | 0 | 5.5511e-17 | 0 | 0 | 0.3769 | 0.35805 | 0 | 0 | 4.1077 | 6.0061 | 0 | 0.3769 | -0.3769 | 15.57 | 67.6413 | 0 | 1.9163 | 1.9163 | 0.2283 | 1.9163 | 0 | 0.39386 | 0 | 0 | 6.0061
2025-02-17 04:00 | 0 | 0 | -90.6333 | 90 | 0 | 0 | 0.39533 | 0.39533 | 0.39533 | 0 | 0 | 5.5511e-17 | 0 | 0 | 0.41613 | 0.39533 | 0 | 0 | 4.3362 | 5.6909 | 0 | 0.41613 | -0.41613 | 15.1047 | 65.6201 | 0 | 2.1158 | 2.1158 | 0.25207 | 2.1158 | 0 | 0.43486 | 0 | 0 | 5.6909
2025-02-17 05:00 | 0 | 0 | -82.9996 | 90 | 0 | 0 | 0.28194 | 0.28194 | 0.28194 | 0 | 0 | 5.5511e-17 | 0 | 0 | 0.29678 | 0.28194 | 0 | 0 | 4.6033 | 5.2747 | 0 | 0.29678 | -0.29678 | 14.7729 | 64.1786 | 0 | 1.509 | 1.509 | 0.17977 | 1.509 | 0 | 0.31013 | 0 | 0 | 5.2747
2025-02-17 06:00 | 0.012463 | 0 | -75.4162 | 90 | 0 | 0 | 0.33294 | 0.33294 | 0.33294 | 0 | 0 | 5.5511e-17 | 0 | 0 | 0.35046 | 0.33294 | 0 | 0 | 4.7588 | 4.978 | 0 | 0.35046 | -0.35046 | 14.3811 | 62.4764 | 0 | 1.7819 | 1.7819 | 0.21229 | 1.7819 | 0 | 0.36623 | 0 | 0 | 4.978
2025-02-17 07:00 | 0.15016 | 11.0297 | -67.1653 | 68.7434 | 0.23239 | 0.73903 | 0.46411 | 0.46411 | 0.46411 | 159.2379 | 0 | 0 | 0 | 0.73903 | 0.48853 | 0.46411 | 0 | 0 | 4.979 | 4.6275 | 0.2505 | 0 | 0.2505 | 14.6051 | 63.4498 | 0 | 2.4839 | 2.4839 | 0.29593 | 2.4839 | 0 | 0.51052 | 0.59123 | 0 | 5.3665
2025-02-17 08:00 | 0.29351 | 22.3467 | -57.488 | 54.2449 | 0.38456 | 1.223 | 0.40386 | 0.40386 | 0.40386 | 302.8191 | 0 | 0 | 0 | 1.223 | 0.42511 | 0.40386 | 0 | 0 | 4.7039 | 4.8279 | 0.79784 | 0 | 0.79784 | 15.3187 | 66.5499 | 0 | 2.1615 | 2.1615 | 0.25751 | 2.1615 | 0 | 0.44424 | 0.97836 | 0 | 6.0509
2025-02-17 09:00 | 0.61948 | 32.3566 | -45.4646 | 39.9792 | 0.88087 | 2.8013 | 0.39182 | 0.39182 | 0.39182 | 714.9589 | 0 | 0 | 0 | 2.8013 | 0.41244 | 0.39182 | 0 | 0 | 4.1206 | 5.4662 | 2.3889 | 0 | 2.3889 | 17.4554 | 75.8325 | 0 | 2.097 | 2.097 | 0.24983 | 2.097 | 0 | 0.431 | 2.2411 | 0 | 8.2675
2025-02-17 10:00 | 0.81217 | 40.2171 | -30.1297 | 26.3612 | 1.1244 | 3.5759 | 0.26579 | 0.26579 | 0.26579 | 1345.402 | 0.79588 | 0 | 0 | 3.5759 | 0.27978 | 0.26579 | 0 | 0 | 2.5002 | 6.0061 | 2.5002 | 0 | 2.5002 | 19.6917 | 85.5477 | 0 | 1.4225 | 1.4225 | 0.16947 | 1.4225 | 0 | 0.29237 | 2.8607 | 0 | 9.5821
2025-02-17 11:00 | 0.81203 | 44.7631 | -11.2348 | 15.2718 | 1.1068 | 3.5199 | 0.31439 | 0.31439 | 0.31439 | 1119.604 | 2.1467 | 0 | 0 | 3.5199 | 0.33093 | 0.31439 | 0 | 0 | 1.0422 | 6.0061 | 1.0422 | 0 | 1.0422 | 20.6239 | 89.5975 | 0 | 1.6826 | 1.6826 | 0.20046 | 1.6826 | 0 | 0.34583 | 2.8159 | 0 | 9.526
2025-02-17 12:00 | 0.73701 | 44.965 | 9.4408 | 14.6203 | 0.99754 | 3.1723 | 0.78404 | 0.78404 | 0.78404 | 404.6137 | 1.5969 | 0 | 0 | 3.1723 | 0.82531 | 0.78404 | 0 | 0 | 0.75018 | 6.0061 | 0.75018 | 0 | 0.75018 | 21.2949 | 92.5125 | 0 | 4.1916 | 4.1916 | 0.49937 | 4.1916 | 0 | 0.86245 | 2.5379 | 0 | 9.1785
2025-02-17 13:00 | 0.64201 | 40.7689 | 28.6002 | 25.229 | 0.86808 | 2.7606 | 0.94052 | 0.94052 | 0.94052 | 293.5242 | 1.2307 | 0 | 0 | 2.7606 | 0.99002 | 0.94052 | 0 | 0 | 0.53997 | 6.0061 | 0.53997 | 0 | 0.53997 | 21.7779 | 94.6107 | 0 | 5.0281 | 5.0281 | 0.59903 | 5.0281 | 0 | 1.0346 | 2.2085 | 0 | 8.7668
2025-02-17 14:00 | 0.58 | 33.1503 | 44.2593 | 38.7435 | 0.81767 | 2.6003 | 0.93233 | 0.93233 | 0.93233 | 278.9056 | 1.2303 | 0 | 0 | 2.6003 | 0.9814 | 0.93233 | 0 | 0 | 0.38866 | 6.0061 | 0.38866 | 0 | 0.38866 | 22.1255 | 96.1209 | 0 | 4.9843 | 4.9843 | 0.59382 | 4.9843 | 0 | 1.0256 | 2.0803 | 0 | 8.6065
2025-02-17 15:00 | 0.30336 | 23.2905 | 56.538 | 52.9761 | 0.39336 | 1.2509 | 0.79078 | 0.79078 | 0.79078 | 158.1911 | 0.1388 | 0 | 0 | 1.2509 | 0.8324 | 0.79078 | 0 | 0 | 0.27975 | 6.0061 | 0.27975 | 0 | 0.27975 | 22.3757 | 97.2079 | 0 | 4.2276 | 4.2276 | 0.50366 | 4.2276 | 0 | 0.86986 | 1.0008 | 0 | 7.2571
2025-02-17 16:00 | 0.17467 | 12.0637 | 66.3825 | 67.4614 | 0.27757 | 0.88271 | 0.93679 | 0.93679 | 0.93679 | 94.2272 | 0 | 0 | 0 | 0.88271 | 0.9861 | 0.93679 | 0 | 0 | 0.20136 | 6.0061 | 0 | 0.10338 | -0.10338 | 22.2601 | 96.7057 | 0 | 5.0082 | 5.0082 | 0.59666 | 5.0082 | 0 | 1.0305 | 0.70617 | 0 | 6.8889
2025-02-17 17:00 | 0.011168 | 0.020418 | 74.7266 | 82.0481 | 0.013448 | 0.042768 | 0.60236 | 0.60236 | 0.60236 | 7.1 | 0 | 0 | 0 | 0.042768 | 0.63406 | 0.60236 | 0 | 0 | 0.38215 | 6.0061 | 0 | 0.59129 | -0.59129 | 21.599 | 93.8337 | 0 | 3.2203 | 3.2203 | 0.38365 | 3.2203 | 0 | 0.66259 | 0.034214 | 0 | 6.0489
2025-02-17 18:00 | 0 | 0 | 82.3407 | 90 | 0 | 0 | 0.69414 | 0.69414 | 0.69414 | 0 | 0 | 0 | 0 | 0 | 0.73067 | 0.69414 | 0 | 0 | 0.93508 | 6.0061 | 0 | 0.73067 | -0.73067 | 20.7821 | 90.2848 | 0 | 3.7109 | 3.7109 | 0.44211 | 3.7109 | 0 | 0.76355 | 0 | 0 | 6.0061
2025-02-17 19:00 | 0 | 0 | 89.9383 | 90 | 0 | 0 | 0.52874 | 0.52874 | 0.52874 | 0 | 0 | 0 | 0 | 0 | 0.55656 | 0.52874 | 0 | 0 | 1.509 | 6.0061 | 0 | 0.55656 | -0.55656 | 20.1598 | 87.5815 | 0 | 2.8267 | 2.8267 | 0.33676 | 2.8267 | 0 | 0.58161 | 0 | 0 | 6.0061
2025-02-17 20:00 | 0 | 0 | 98.4043 | 90 | 0 | 0 | 0.72019 | 0.72019 | 0.72019 | 0 | 0 | 1.1102e-16 | 0 | 0 | 0.75809 | 0.72019 | 0 | 0 | 1.8598 | 6.0061 | 0 | 0.75809 | -0.75809 | 19.3123 | 83.8993 | 0 | 3.8502 | 3.8502 | 0.4587 | 3.8502 | 0 | 0.7922 | 0 | 0 | 6.0061
2025-02-17 21:00 | 0 | 0 | 109.2753 | 90 | 0 | 0 | 0.4149 | 0.4149 | 0.4149 | 0 | 0 | 5.5511e-17 | 0 | 0 | 0.43673 | 0.4149 | 0 | 0 | 2.389 | 6.0061 | 0 | 0.43673 | -0.43673 | 18.824 | 81.778 | 0 | 2.2181 | 2.2181 | 0.26425 | 2.2181 | 0 | 0.45639 | 0 | 0 | 6.0061
2025-02-17 22:00 | 0 | 0 | 126.0071 | 90 | 0 | 0 | 0.92035 | 0.92035 | 0.92035 | 0 | 0 | 1.1102e-16 | 0 | 0 | 0.96879 | 0.92035 | 0 | 0 | 2.5977 | 6.0061 | 0 | 0.96879 | -0.96879 | 17.7409 | 77.0725 | 0 | 4.9203 | 4.9203 | 0.58618 | 4.9203 | 0 | 1.0124 | 0 | 0 | 6.0061
2025-02-17 23:00 | 0 | 0 | 156.2601 | 90 | 0 | 0 | 0.7109 | 0.7109 | 0.7109 | 0 | 0 | 1.1102e-16 | 0 | 0 | 0.74832 | 0.7109 | 0 | 0 | 3.3192 | 6.0061 | 0 | 0.74832 | -0.74832 | 16.9042 | 73.4378 | 0 | 3.8006 | 3.8006 | 0.45278 | 3.8006 | 0 | 0.78199 | 0 | 0 | 6.0061
2025-02-18 | 0 | 0 | -160.1143 | 90 | 0 | 0 | 0.29612 | 0.29612 | 0.29612 | 0 | 0 | 0 | 0 | 0 | 0.3117 | 0.29612 | 0 | 0 | 3.7763 | 6.0061 | 0 | 0.3117 | -0.3117 | 16.5557 | 71.9238 | 0 | 1.5848 | 1.5848 | 0.18881 | 1.5848 | 0 | 0.32573 | 0 | 0 | 6.0061
2025-02-18 01:00 | 0 | 0 | -128.4723 | 90 | 0 | 0 | 0.13972 | 0.13972 | 0.13972 | 0 | 0 | 2.7756e-17 | 0 | 0 | 0.14707 | 0.13972 | 0 | 0 | 3.8468 | 6.0061 | 0 | 0.14707 | -0.14707 | 16.3913 | 71.2095 | 0 | 0.74778 | 0.74778 | 0.089087 | 0.74778 | 0 | 0.15369 | 0 | 0 | 6.0061
2025-02-18 02:00 | 0 | 0 | -110.8731 | 90 | 0 | 0 | 0.42251 | 0.42251 | 0.42251 | 0 | 0 | 5.5511e-17 | 0 | 0 | 0.44475 | 0.42251 | 0 | 0 | 3.8391 | 6.0061 | 0 | 0.44475 | -0.44475 | 15.894 | 69.0493 | 0 | 2.2613 | 2.2613 | 0.2694 | 2.2613 | 0 | 0.46476 | 0 | 0 | 6.0061
2025-02-18 03:00 | 0 | 0 | -99.6039 | 90 | 0 | 0 | 0.44834 | 0.44834 | 0.44834 | 0 | 0 | 5.5511e-17 | 0 | 0 | 0.47193 | 0.44834 | 0 | 0 | 4.1542 | 5.9807 | 0 | 0.47193 | -0.47193 | 15.3664 | 66.757 | 0 | 2.3995 | 2.3995 | 0.28587 | 2.3995 | 0 | 0.49317 | 0 | 0 | 5.9807
2025-02-18 04:00 | 0 | 0 | -90.9586 | 90 | 0 | 0 | 0.34219 | 0.34219 | 0.34219 | 0 | 0 | 0 | 0 | 0 | 0.3602 | 0.34219 | 0 | 0 | 4.4722 | 5.5088 | 0 | 0.3602 | -0.3602 | 14.9637 | 65.0075 | 0 | 1.8314 | 1.8314 | 0.21819 | 1.8314 | 0 | 0.3764 | 0 | 0 | 5.5088
2025-02-18 05:00 | 0 | 0 | -83.2975 | 90 | 0 | 0 | 0.3591 | 0.3591 | 0.3591 | 0 | 0 | 5.5511e-17 | 0 | 0 | 0.378 | 0.3591 | 0 | 0 | 4.6764 | 5.1486 | 0 | 0.378 | -0.378 | 14.5411 | 63.1715 | 0 | 1.9219 | 1.9219 | 0.22897 | 1.9219 | 0 | 0.39501 | 0 | 0 | 5.1486
2025-02-18 06:00 | 0.018059 | 0 | -75.6984 | 90 | 0 | 0 | 0.52499 | 0.52499 | 0.52499 | 0 | 0 | 1.1102e-16 | 0 | 0 | 0.55262 | 0.52499 | 0 | 0 | 4.9078 | 4.7706 | 0 | 0.55262 | -0.55262 | 13.9232 | 60.4873 | 0 | 2.8098 | 2.8098 | 0.33475 | 2.8098 | 0 | 0.57749 | 0 | 0 | 4.7706
2025-02-18 07:00 | 0.17919 | 11.2363 | -67.4386 | 68.7058 | 0.3085 | 0.98109 | 0.39781 | 0.39781 | 0.39781 | 246.626 | 0 | 0 | 0 | 0.98109 | 0.41874 | 0.39781 | 0 | 0 | 5.143 | 4.218 | 0.56235 | 0 | 0.56235 | 14.4262 | 62.6725 | 0 | 2.1291 | 2.1291 | 0.25365 | 2.1291 | 0 | 0.43759 | 0.78487 | 0 | 5.1991
2025-02-18 08:00 | 0.38 | 22.5809 | -57.7525 | 54.182 | 0.56205 | 1.7874 | 0.33139 | 0.33139 | 0.33139 | 539.3603 | 0 | 0 | 0 | 1.7874 | 0.34883 | 0.33139 | 0 | 0 | 4.7631 | 4.6679 | 1.4386 | 0 | 1.4386 | 15.7129 | 68.2623 | 0 | 1.7736 | 1.7736 | 0.2113 | 1.7736 | 0 | 0.36453 | 1.4299 | 0 | 6.4553
2025-02-18 09:00 | 0.69127 | 32.6258 | -45.7077 | 39.8801 | 0.9815 | 3.1213 | 0.46749 | 0.46749 | 0.46749 | 667.6763 | 0 | 0 | 0 | 3.1213 | 0.4921 | 0.46749 | 0 | 0 | 3.7428 | 5.8187 | 2.6292 | 0 | 2.6292 | 18.0646 | 78.4788 | 0 | 2.502 | 2.502 | 0.29808 | 2.502 | 0 | 0.51424 | 2.4971 | 0 | 8.9401
2025-02-18 10:00 | 0.78457 | 40.5244 | -30.3159 | 26.1989 | 1.0794 | 3.4327 | 0.31181 | 0.31181 | 0.31181 | 1100.905 | 1.0654 | 0 | 0 | 3.4327 | 0.32822 | 0.31181 | 0 | 0 | 2.0391 | 6.0061 | 2.0391 | 0 | 2.0391 | 19.8883 | 86.4019 | 0 | 1.6688 | 1.6688 | 0.19882 | 1.6688 | 0 | 0.34299 | 2.7462 | 0 | 9.4388
2025-02-18 11:00 | 0.75647 | 45.0979 | -11.3057 | 14.9836 | 1.023 | 3.2533 | 0.38726 | 0.38726 | 0.38726 | 840.0822 | 1.865 | 0 | 0 | 3.2533 | 0.40764 | 0.38726 | 0 | 0 | 0.98064 | 6.0061 | 0.98064 | 0 | 0.98064 | 20.7655 | 90.2124 | 0 | 2.0726 | 2.0726 | 0.24693 | 2.0726 | 0 | 0.42598 | 2.6026 | 0 | 9.2594
2025-02-18 12:00 | 0.83083 | 45.2988 | 9.5206 | 14.3265 | 1.1277 | 3.5861 | 1.0824 | 1.0824 | 1.0824 | 331.3065 | 1.7409 | 0 | 0 | 3.5861 | 1.1394 | 1.0824 | 0 | 0 | 0.70584 | 6.0061 | 0.70584 | 0 | 0.70584 | 21.3968 | 92.9551 | 0 | 5.7867 | 5.7867 | 0.68941 | 5.7867 | 0 | 1.1907 | 2.8689 | 0 | 9.5923
2025-02-18 13:00 | 0.72239 | 41.0729 | 28.7972 | 25.0722 | 0.98899 | 3.1451 | 0.68857 | 0.68857 | 0.68857 | 456.7638 | 1.9123 | 0 | 0 | 3.1451 | 0.72481 | 0.68857 | 0 | 0 | 0.50805 | 6.0061 | 0.50805 | 0 | 0.50805 | 21.8512 | 94.9292 | 0 | 3.6812 | 3.6812 | 0.43856 | 3.6812 | 0 | 0.75743 | 2.5161 | 0 | 9.1513
2025-02-18 14:00 | 0.50328 | 33.4135 | 44.5139 | 38.655 | 0.67845 | 2.1576 | 0.85156 | 0.85156 | 0.85156 | 253.3691 | 0.89552 | 0 | 0 | 2.1576 | 0.89637 | 0.85156 | 0 | 0 | 0.36568 | 6.0061 | 0.36568 | 0 | 0.36568 | 22.1783 | 96.3502 | 0 | 4.5525 | 4.5525 | 0.54237 | 4.5525 | 0 | 0.93671 | 1.7261 | 0 | 8.1637
2025-02-18 15:00 | 0.24046 | 23.5162 | 56.8128 | 52.9257 | 0.26779 | 0.85162 | 0.76909 | 0.76909 | 0.76909 | 110.7308 | 0 | 0 | 0 | 0.85162 | 0.80957 | 0.76909 | 0 | 0 | 0.26321 | 6.0061 | 0.042051 | 0 | 0.042051 | 22.2159 | 96.5136 | 0 | 4.1116 | 4.1116 | 0.48984 | 4.1116 | 0 | 0.846 | 0.6813 | 0 | 6.8578
2025-02-18 16:00 | 0.14436 | 12.2601 | 66.6645 | 67.4372 | 0.19054 | 0.60596 | 0.89676 | 0.89676 | 0.89676 | 67.5726 | 0 | 0 | 0 | 0.60596 | 0.94395 | 0.89676 | 0 | 0 | 0.34815 | 6.0061 | 0 | 0.33799 | -0.33799 | 21.838 | 94.8719 | 0 | 4.7941 | 4.7941 | 0.57116 | 4.7941 | 0 | 0.98643 | 0.48477 | 0 | 6.6121
2025-02-18 17:00 | 0.01927 | 0.19589 | 75.0161 | 82.0451 | 0.05065 | 0.16107 | 0.84641 | 0.84641 | 0.84641 | 19.0302 | 0 | 1.1102e-16 | 0 | 0.16107 | 0.89096 | 0.84641 | 0 | 0 | 0.70687 | 6.0061 | 0 | 0.72989 | -0.72989 | 21.022 | 91.3267 | 0 | 4.525 | 4.525 | 0.53909 | 4.525 | 0 | 0.93106 | 0.12886 | 0 | 6.1672
2025-02-18 18:00 | 0 | 0 | 82.6446 | 90 | 0 | 0 | 1.0304 | 1.0304 | 1.0304 | 0 | 0 | 2.2204e-16 | 0 | 0 | 1.0846 | 1.0304 | 0 | 0 | 1.3337 | 6.0061 | 0 | 1.0846 | -1.0846 | 19.8093 | 86.0587 | 0 | 5.5084 | 5.5084 | 0.65625 | 5.5084 | 0 | 1.1334 | 0 | 0 | 6.0061
2025-02-18 19:00 | 0 | 0 | 90.2689 | 90 | 0 | 0 | 0.81954 | 0.81954 | 0.81954 | 0 | 0 | 0 | 0 | 0 | 0.86267 | 0.81954 | 0 | 0 | 2.1816 | 6.0061 | 0 | 0.86267 | -0.86267 | 18.8448 | 81.8686 | 0 | 4.3813 | 4.3813 | 0.52197 | 4.3813 | 0 | 0.90149 | 0 | 0 | 6.0061
2025-02-18 20:00 | 0 | 0 | 98.7795 | 90 | 0 | 0 | 0.71953 | 0.71953 | 0.71953 | 0 | 0 | 0 | 0 | 0 | 0.7574 | 0.71953 | 0 | 0 | 2.7333 | 6.0061 | 0 | 0.7574 | -0.7574 | 17.998 | 78.1898 | 0 | 3.8467 | 3.8467 | 0.45828 | 3.8467 | 0 | 0.79149 | 0 | 0 | 6.0061
2025-02-18 21:00 | 0 | 0 | 109.718 | 90 | 0 | 0 | 1.0093 | 1.0093 | 1.0093 | 0 | 0 | 0 | 0 | 0 | 1.0624 | 1.0093 | 0 | 0 | 3.1824 | 6.0061 | 0 | 1.0624 | -1.0624 | 16.8102 | 73.0295 | 0 | 5.3958 | 5.3958 | 0.64283 | 5.3958 | 0 | 1.1102 | 0 | 0 | 6.0061
2025-02-18 22:00 | 0 | 0 | 126.5196 | 90 | 0 | 0 | 0.54844 | 0.54844 | 0.54844 | 0 | 0 | 0 | 0 | 0 | 0.57731 | 0.54844 | 0 | 0 | 3.9177 | 6.0061 | 0 | 0.57731 | -0.57731 | 16.1648 | 70.2254 | 0 | 2.932 | 2.932 | 0.34931 | 2.932 | 0 | 0.60328 | 0 | 0 | 6.0061
2025-02-18 23:00 | 0 | 0 | 156.6222 | 90 | 0 | 0 | 0.63541 | 0.63541 | 0.63541 | 0 | 0 | 1.1102e-16 | 0 | 0 | 0.66885 | 0.63541 | 0 | 0 | 4.1763 | 6.0061 | 0 | 0.66885 | -0.66885 | 15.417 | 66.9767 | 0 | 3.397 | 3.397 | 0.4047 | 3.397 | 0 | 0.69895 | 0 | 0 | 6.0061
2025-02-19 | 0 | 0 | -160.3771 | 90 | 0 | 0 | 0.4237 | 0.4237 | 0.4237 | 0 | 0 | 5.5511e-17 | 0 | 0 | 0.446 | 0.4237 | 0 | 0 | 4.5737 | 5.554 | 0 | 0.446 | -0.446 | 14.9183 | 64.8104 | 0 | 2.2677 | 2.2677 | 0.27016 | 2.2677 | 0 | 0.46607 | 0 | 0 | 5.554
2025-02-19 01:00 | 0 | 0 | -128.9552 | 90 | 0 | 0 | 0.38227 | 0.38227 | 0.38227 | 0 | 0 | 0 | 0 | 0 | 0.40239 | 0.38227 | 0 | 0 | 4.7819 | 5.108 | 0 | 0.40239 | -0.40239 | 14.4684 | 62.856 | 0 | 2.0459 | 2.0459 | 0.24375 | 2.0459 | 0 | 0.4205 | 0 | 0 | 5.108
2025-02-19 02:00 | 0 | 0 | -111.3067 | 90 | 0 | 0 | 0.39802 | 0.39802 | 0.39802 | 0 | 0 | 5.5511e-17 | 0 | 0 | 0.41897 | 0.39802 | 0 | 0 | 4.9901 | 4.7057 | 0 | 0.41897 | -0.41897 | 14 | 60.821 | 0 | 2.1303 | 2.1303 | 0.25379 | 2.1303 | 0 | 0.43783 | 0 | 0 | 4.7057
2025-02-19 03:00 | 0 | 0 | -99.9743 | 90 | 0 | 0 | 0.2827 | 0.2827 | 0.2827 | 0 | 0 | 0 | 0 | 0 | 0.29757 | 0.2827 | 0 | 0 | 5.143 | 4.2867 | 0 | 0.29757 | -0.29757 | 13.6673 | 59.3756 | 0 | 1.513 | 1.513 | 0.18025 | 1.513 | 0 | 0.31096 | 0 | 0 | 4.2867
2025-02-19 04:00 | 0 | 0 | -91.285 | 90 | 0 | 0 | 0.4886 | 0.4886 | 0.4886 | 0 | 0 | 0 | 0 | 0 | 0.51432 | 0.4886 | 0 | 0 | 5.143 | 3.9891 | 0 | 0.51432 | -0.51432 | 13.0923 | 56.8775 | 0 | 2.615 | 2.615 | 0.31155 | 2.615 | 0 | 0.53746 | 0 | 0 | 3.9891
2025-02-19 05:00 | 0 | 0 | -83.5967 | 90 | 0 | 0 | 0.32981 | 0.32981 | 0.32981 | 0 | 0 | 5.5511e-17 | 0 | 0 | 0.34717 | 0.32981 | 0 | 0 | 5.143 | 3.4748 | 0 | 0.34717 | -0.34717 | 12.7041 | 55.1912 | 0 | 1.7652 | 1.7652 | 0.2103 | 1.7652 | 0 | 0.36279 | 0 | 0 | 3.4748
2025-02-19 06:00 | 0.015017 | 0 | -75.982 | 90 | 0 | 0 | 0.38441 | 0.38441 | 0.38441 | 0 | 0 | 5.5511e-17 | 0 | 0 | 0.40464 | 0.38441 | 0 | 0 | 5.143 | 3.1276 | 0 | 0.40464 | -0.40464 | 12.2517 | 53.2259 | 0 | 2.0574 | 2.0574 | 0.24511 | 2.0574 | 0 | 0.42285 | 0 | 0 | 3.1276
2025-02-19 07:00 | 0.14949 | 11.4473 | -67.7134 | 68.6657 | 0.21783 | 0.69273 | 0.27076 | 0.27076 | 0.27076 | 255.8493 | 0 | 0 | 0 | 0.69273 | 0.28501 | 0.27076 | 0 | 0 | 5.143 | 2.723 | 0.40772 | 0 | 0.40772 | 12.6164 | 54.8101 | 0 | 1.4491 | 1.4491 | 0.17264 | 1.4491 | 0 | 0.29783 | 0.55419 | 0 | 3.4157
2025-02-19 08:00 | 0.34712 | 22.8194 | -58.0186 | 54.1168 | 0.48984 | 1.5578 | 0.35788 | 0.35788 | 0.35788 | 435.2798 | 0 | 0 | 0 | 1.5578 | 0.37672 | 0.35788 | 0 | 0 | 5.143 | 3.0492 | 1.1811 | 0 | 1.1811 | 13.6728 | 59.3994 | 0 | 1.9154 | 1.9154 | 0.22819 | 1.9154 | 0 | 0.39367 | 1.2462 | 0 | 4.6069
2025-02-19 09:00 | 0.41944 | 32.8994 | -45.9523 | 39.7792 | 0.51929 | 1.6514 | 0.42042 | 0.42042 | 0.42042 | 392.8066 | 0 | 0 | 0 | 1.6514 | 0.44255 | 0.42042 | 0 | 0 | 4.9427 | 3.994 | 1.2089 | 0 | 1.2089 | 14.7541 | 64.0968 | 0 | 2.2501 | 2.2501 | 0.26807 | 2.2501 | 0 | 0.46246 | 1.3212 | 0 | 5.6455
2025-02-19 10:00 | 0.73909 | 40.8361 | -30.5024 | 26.0353 | 1.0096 | 3.2108 | 0.39435 | 0.39435 | 0.39435 | 814.1986 | 0 | 0 | 0 | 3.2108 | 0.4151 | 0.39435 | 0 | 0 | 4.2222 | 4.9611 | 2.7957 | 0 | 2.7957 | 17.2546 | 74.96 | 0 | 2.1106 | 2.1106 | 0.25145 | 2.1106 | 0 | 0.43378 | 2.5686 | 0 | 8.1719
2025-02-19 11:00 | 0.7906 | 45.4368 | -11.374 | 14.6927 | 1.067 | 3.3934 | 0.37792 | 0.37792 | 0.37792 | 897.9017 | 0.56588 | 0 | 0 | 3.3934 | 0.39781 | 0.37792 | 0 | 0 | 2.4297 | 6.0061 | 2.4297 | 0 | 2.4297 | 19.4278 | 84.401 | 0 | 2.0227 | 2.0227 | 0.24097 | 2.0227 | 0 | 0.41571 | 2.7147 | 0 | 9.3995
2025-02-19 12:00 | 0.74474 | 45.6358 | 9.6065 | 14.0329 | 0.99949 | 3.1786 | 0.80175 | 0.80175 | 0.80175 | 396.4537 | 1.2097 | 0 | 0 | 3.1786 | 0.84395 | 0.80175 | 0 | 0 | 1.1249 | 6.0061 | 1.1249 | 0 | 1.1249 | 20.4339 | 88.7722 | 0 | 4.2862 | 4.2862 | 0.51064 | 4.2862 | 0 | 0.88192 | 2.5429 | 0 | 9.1847
2025-02-19 13:00 | 0.79348 | 41.3786 | 29.0019 | 24.9197 | 1.0847 | 3.4494 | 0.88583 | 0.88583 | 0.88583 | 389.3982 | 1.7073 | 0 | 0 | 3.4494 | 0.93246 | 0.88583 | 0 | 0 | 0.8097 | 6.0061 | 0.8097 | 0 | 0.8097 | 21.1582 | 91.9185 | 0 | 4.7357 | 4.7357 | 0.5642 | 4.7357 | 0 | 0.97442 | 2.7595 | 0 | 9.4556
2025-02-19 14:00 | 0.49159 | 33.6772 | 44.7756 | 38.5708 | 0.65119 | 2.0709 | 0.82512 | 0.82512 | 0.82512 | 250.9792 | 0.61953 | 0 | 0 | 2.0709 | 0.86855 | 0.82512 | 0 | 0 | 0.58281 | 6.0061 | 0.58281 | 0 | 0.58281 | 21.6794 | 94.1831 | 0 | 4.4112 | 4.4112 | 0.52553 | 4.4112 | 0 | 0.90764 | 1.6567 | 0 | 8.077
2025-02-19 15:00 | 0.35114 | 23.7418 | 57.0938 | 52.8792 | 0.48572 | 1.5447 | 0.90384 | 0.90384 | 0.90384 | 170.9032 | 0.17379 | 0 | 0 | 1.5447 | 0.95141 | 0.90384 | 0 | 0 | 0.41949 | 6.0061 | 0.41949 | 0 | 0.41949 | 22.0546 | 95.8131 | 0 | 4.832 | 4.832 | 0.57566 | 4.832 | 0 | 0.99422 | 1.2357 | 0 | 7.5508
2025-02-19 16:00 | 0.21317 | 12.4559 | 66.9518 | 67.4165 | 0.36429 | 1.1585 | 0.78255 | 0.78255 | 0.78255 | 148.0437 | 0.032835 | 0 | 0 | 1.1585 | 0.82373 | 0.78255 | 0 | 0 | 0.30194 | 6.0061 | 0.30194 | 0 | 0.30194 | 22.3247 | 96.9864 | 0 | 4.1836 | 4.1836 | 0.49841 | 4.1836 | 0 | 0.8608 | 0.92681 | 0 | 7.1647
2025-02-19 17:00 | 0.025043 | 0.3708 | 75.3103 | 82.0453 | 0.09495 | 0.30196 | 0.84671 | 0.84671 | 0.84671 | 35.6625 | 0 | 0 | 0 | 0.30196 | 0.89128 | 0.84671 | 0 | 0 | 0.21733 | 6.0061 | 0 | 0.58932 | -0.58932 | 21.6658 | 94.124 | 0 | 4.5266 | 4.5266 | 0.53928 | 4.5266 | 0 | 0.93138 | 0.24157 | 0 | 6.3081
2025-02-19 18:00 | 0 | 0 | 82.9531 | 90 | 0 | 0 | 0.84555 | 0.84555 | 0.84555 | 0 | 0 | 1.1102e-16 | 0 | 0 | 0.89005 | 0.84555 | 0 | 0 | 0.84099 | 6.0061 | 0 | 0.89005 | -0.89005 | 20.6707 | 89.8009 | 0 | 4.5204 | 4.5204 | 0.53854 | 4.5204 | 0 | 0.9301 | 0 | 0 | 6.0061
2025-02-19 19:00 | 0 | 0 | 90.604 | 90 | 0 | 0 | 1.0188 | 1.0188 | 1.0188 | 0 | 0 | 2.2204e-16 | 0 | 0 | 1.0724 | 1.0188 | 0 | 0 | 1.5899 | 6.0061 | 0 | 1.0724 | -1.0724 | 19.4717 | 84.592 | 0 | 5.4466 | 5.4466 | 0.64889 | 5.4466 | 0 | 1.1207 | 0 | 0 | 6.0061
2025-02-19 20:00 | 0 | 0 | 99.159 | 90 | 0 | 0 | 0.79375 | 0.79375 | 0.79375 | 0 | 0 | 0 | 0 | 0 | 0.83553 | 0.79375 | 0 | 0 | 2.3928 | 6.0061 | 0 | 0.83553 | -0.83553 | 18.5376 | 80.5337 | 0 | 4.2435 | 4.2435 | 0.50555 | 4.2435 | 0 | 0.87313 | 0 | 0 | 6.0061
2025-02-19 21:00 | 0 | 0 | 110.1648 | 90 | 0 | 0 | 0.85879 | 0.85879 | 0.85879 | 0 | 0 | 1.1102e-16 | 0 | 0 | 0.90399 | 0.85879 | 0 | 0 | 2.9071 | 6.0061 | 0 | 0.90399 | -0.90399 | 17.5269 | 76.1429 | 0 | 4.5912 | 4.5912 | 0.54697 | 4.5912 | 0 | 0.94467 | 0 | 0 | 6.0061
2025-02-19 22:00 | 0 | 0 | 127.0344 | 90 | 0 | 0 | 0.95096 | 0.95096 | 0.95096 | 0 | 0 | 1.1102e-16 | 0 | 0 | 1.001 | 0.95096 | 0 | 0 | 3.4861 | 6.0061 | 0 | 1.001 | -1.001 | 16.4077 | 71.2809 | 0 | 5.0839 | 5.0839 | 0.60568 | 5.0839 | 0 | 1.0461 | 0 | 0 | 6.0061
2025-02-19 23:00 | 0 | 0 | 156.9854 | 90 | 0 | 0 | 0.98785 | 0.98785 | 0.98785 | 0 | 0 | 0 | 0 | 0 | 1.0398 | 0.98785 | 0 | 0 | 4.1431 | 6.0061 | 0 | 1.0398 | -1.0398 | 15.2451 | 66.2302 | 0 | 5.2811 | 5.2811 | 0.62917 | 5.2811 | 0 | 1.0866 | 0 | 0 | 6.0061
2025-02-20 | 0 | 0 | -160.6266 | 90 | 0 | 0 | 0.38289 | 0.38289 | 0.38289 | 0 | 0 | 5.5511e-17 | 0 | 0 | 0.40304 | 0.38289 | 0 | 0 | 4.8158 | 5.4004 | 0 | 0.40304 | -0.40304 | 14.7945 | 64.2726 | 0 | 2.0492 | 2.0492 | 0.24414 | 2.0492 | 0 | 0.42117 | 0 | 0 | 5.4004
2025-02-20 01:00 | 0 | 0 | -129.4304 | 90 | 0 | 0 | 0.31918 | 0.31918 | 0.31918 | 0 | 0 | 5.5511e-17 | 0 | 0 | 0.33598 | 0.31918 | 0 | 0 | 4.9031 | 4.9973 | 0 | 0.33598 | -0.33598 | 14.4189 | 62.6407 | 0 | 1.7083 | 1.7083 | 0.20352 | 1.7083 | 0 | 0.3511 | 0 | 0 | 4.9973
2025-02-20 02:00 | 0 | 0 | -111.7383 | 90 | 0 | 0 | 0.38763 | 0.38763 | 0.38763 | 0 | 0 | 5.5511e-17 | 0 | 0 | 0.40804 | 0.38763 | 0 | 0 | 5.0223 | 4.6613 | 0 | 0.40804 | -0.40804 | 13.9627 | 60.6589 | 0 | 2.0746 | 2.0746 | 0.24716 | 2.0746 | 0 | 0.4264 | 0 | 0 | 4.6613
2025-02-20 03:00 | 0 | 0 | -100.3446 | 90 | 0 | 0 | 0.45346 | 0.45346 | 0.45346 | 0 | 0 | 5.5511e-17 | 0 | 0 | 0.47732 | 0.45346 | 0 | 0 | 5.143 | 4.2533 | 0 | 0.47732 | -0.47732 | 13.429 | 58.3404 | 0 | 2.4269 | 2.4269 | 0.28914 | 2.4269 | 0 | 0.4988 | 0 | 0 | 4.2533
2025-02-20 04:00 | 0 | 0 | -91.6122 | 90 | 0 | 0 | 0.41554 | 0.41554 | 0.41554 | 0 | 0 | 0 | 0 | 0 | 0.43741 | 0.41554 | 0 | 0 | 5.143 | 3.776 | 0 | 0.43741 | -0.43741 | 12.94 | 56.2158 | 0 | 2.224 | 2.224 | 0.26496 | 2.224 | 0 | 0.4571 | 0 | 0 | 3.776
2025-02-20 05:00 | 0 | 0 | -83.8971 | 90 | 0 | 0 | 0.38475 | 0.38475 | 0.38475 | 0 | 0 | 5.5511e-17 | 0 | 0 | 0.40501 | 0.38475 | 0 | 0 | 5.143 | 3.3386 | 0 | 0.40501 | -0.40501 | 12.4872 | 54.2487 | 0 | 2.0592 | 2.0592 | 0.24533 | 2.0592 | 0 | 0.42323 | 0 | 0 | 3.3386
2025-02-20 06:00 | 0.008236 | 0 | -76.2671 | 90 | 0 | 0 | 0.47811 | 0.47811 | 0.47811 | 0 | 0 | 0 | 0 | 0 | 0.50327 | 0.47811 | 0 | 0 | 5.143 | 2.9336 | 0 | 0.50327 | -0.50327 | 11.9245 | 51.8042 | 0 | 2.5589 | 2.5589 | 0.30485 | 2.5589 | 0 | 0.52592 | 0 | 0 | 2.9336
2025-02-20 07:00 | 0.03754 | 11.6627 | -67.9899 | 68.623 | 0.03584 | 0.11398 | 0.30974 | 0.30974 | 0.30974 | 36.7978 | 0 | 5.5511e-17 | 0 | 0.11398 | 0.32604 | 0.30974 | 0 | 0 | 5.143 | 2.4303 | 0 | 0.21207 | -0.21207 | 11.6874 | 50.7742 | 0 | 1.6578 | 1.6578 | 0.1975 | 1.6578 | 0 | 0.34071 | 0.091182 | 0 | 2.5443
2025-02-20 08:00 | 0.17985 | 23.0621 | -58.2864 | 54.0496 | 0.18021 | 0.57311 | 0.39562 | 0.39562 | 0.39562 | 144.866 | 0 | 0 | 0 | 0.57311 | 0.41644 | 0.39562 | 0 | 0 | 5.143 | 2.2182 | 0.15668 | 0 | 0.15668 | 11.8275 | 51.383 | 0 | 2.1174 | 2.1174 | 0.25225 | 2.1174 | 0 | 0.43518 | 0.45849 | 0 | 2.7913
2025-02-20 09:00 | 0.25377 | 33.1773 | -46.1983 | 39.6768 | 0.2525 | 0.80298 | 0.34332 | 0.34332 | 0.34332 | 233.8882 | 0 | 0 | 0 | 0.80298 | 0.36139 | 0.34332 | 0 | 0 | 5.143 | 2.3436 | 0.44159 | 0 | 0.44159 | 12.2225 | 53.0989 | 0 | 1.8375 | 1.8375 | 0.21891 | 1.8375 | 0 | 0.37765 | 0.64238 | 0 | 3.1465
2025-02-20 10:00 | 0.41351 | 41.1521 | -30.6892 | 25.8707 | 0.45174 | 1.4366 | 0.36044 | 0.36044 | 0.36044 | 398.5616 | 0 | 0 | 0 | 1.4366 | 0.37942 | 0.36044 | 0 | 0 | 5.143 | 2.6968 | 1.0572 | 0 | 1.0572 | 13.1681 | 57.2068 | 0 | 1.9291 | 1.9291 | 0.22983 | 1.9291 | 0 | 0.39649 | 1.1493 | 0 | 4.1334
2025-02-20 11:00 | 0.59938 | 45.7797 | -11.4398 | 14.3993 | 0.7476 | 2.3775 | 0.40664 | 0.40664 | 0.40664 | 584.6663 | 0 | 0 | 0 | 2.3775 | 0.42804 | 0.40664 | 0 | 0 | 5.143 | 3.5426 | 1.9494 | 0 | 1.9494 | 14.9117 | 64.7817 | 0 | 2.1764 | 2.1764 | 0.25928 | 2.1764 | 0 | 0.4473 | 1.902 | 0 | 5.9201
2025-02-20 12:00 | 0.32889 | 45.9758 | 9.6984 | 13.74 | 0.32451 | 1.032 | 0.77358 | 0.77358 | 0.77358 | 133.4041 | 0 | 0 | 0 | 1.032 | 0.8143 | 0.77358 | 0 | 0 | 3.969 | 5.1021 | 0.21769 | 0 | 0.21769 | 15.1064 | 65.6276 | 0 | 4.1356 | 4.1356 | 0.49271 | 4.1356 | 0 | 0.85094 | 0.82559 | 0 | 6.1341
2025-02-20 13:00 | 0.19449 | 41.6859 | 29.2143 | 24.7718 | 0.18541 | 0.58965 | 0.94754 | 0.94754 | 0.94754 | 62.229 | 0 | 0 | 0 | 0.58965 | 0.99741 | 0.94754 | 0 | 0 | 4.1194 | 5.2763 | 0 | 0.40777 | -0.40777 | 14.6505 | 63.647 | 0 | 5.0657 | 5.0657 | 0.6035 | 5.0657 | 0 | 1.0423 | 0.47172 | 0 | 5.8659
2025-02-20 14:00 | 0.17445 | 33.9414 | 45.0446 | 38.491 | 0.16667 | 0.53006 | 0.91175 | 0.91175 | 0.91175 | 58.136 | 0 | 0 | 0 | 0.53006 | 0.95974 | 0.91175 | 0 | 0 | 4.6462 | 4.8685 | 0 | 0.42968 | -0.42968 | 14.1701 | 61.56 | 0 | 4.8743 | 4.8743 | 0.58071 | 4.8743 | 0 | 1.0029 | 0.42404 | 0 | 5.3986
2025-02-20 15:00 | 0.22594 | 23.9671 | 57.381 | 52.8366 | 0.24096 | 0.76631 | 0.89532 | 0.89532 | 0.89532 | 85.5904 | 0 | 0 | 0 | 0.76631 | 0.94244 | 0.89532 | 0 | 0 | 5.0391 | 4.4388 | 0 | 0.17613 | -0.17613 | 13.9732 | 60.7045 | 0 | 4.7865 | 4.7865 | 0.57024 | 4.7865 | 0 | 0.98485 | 0.61305 | 0 | 5.2051
2025-02-20 16:00 | 0.14074 | 12.6512 | 67.2445 | 67.3994 | 0.17477 | 0.55579 | 0.91127 | 0.91127 | 0.91127 | 60.9906 | 0 | 0 | 0 | 0.55579 | 0.95923 | 0.91127 | 0 | 0 | 5.134 | 4.2627 | 0 | 0.40344 | -0.40344 | 13.5221 | 58.7449 | 0 | 4.8717 | 4.8717 | 0.5804 | 4.8717 | 0 | 1.0024 | 0.44463 | 0 | 4.8185
2025-02-20 17:00 | 0.031236 | 0.5451 | 75.6093 | 82.0487 | 0.14273 | 0.45391 | 0.9105 | 0.9105 | 0.9105 | 49.8523 | 0 | 1.1102e-16 | 0 | 0.45391 | 0.95842 | 0.9105 | 0 | 0 | 5.143 | 3.8593 | 0 | 0.50452 | -0.50452 | 12.9581 | 56.2944 | 0 | 4.8676 | 4.8676 | 0.57991 | 4.8676 | 0 | 1.0015 | 0.36312 | 0 | 4.3132
2025-02-20 18:00 | 0 | 0 | 83.2659 | 90 | 0 | 0 | 0.96097 | 0.96097 | 0.96097 | 0 | 0 | 1.1102e-16 | 0 | 0 | 1.0115 | 0.96097 | 0 | 0 | 5.143 | 3.3547 | 0 | 1.0115 | -1.0115 | 11.8271 | 51.3812 | 0 | 5.1374 | 5.1374 | 0.61205 | 5.1374 | 0 | 1.0571 | 0 | 0 | 3.3547
2025-02-20 19:00 | 0 | 0 | 90.9433 | 90 | 0 | 0 | 0.72031 | 0.72031 | 0.72031 | 0 | 0 | 1.1102e-16 | 0 | 0 | 0.75822 | 0.72031 | 0 | 0 | 5.143 | 2.3432 | 0 | 0.75822 | -0.75822 | 10.9794 | 47.6984 | 0 | 3.8509 | 3.8509 | 0.45878 | 3.8509 | 0 | 0.79234 | 0 | 0 | 2.3432
2025-02-20 20:00 | 0 | 0 | 99.5427 | 90 | 0 | 0 | 0.76082 | 0.76082 | 0.76082 | 0 | 0 | 0 | 0 | 0 | 0.80086 | 0.76082 | 0 | 0 | 5.143 | 1.585 | 0 | 0.80086 | -0.80086 | 10.084 | 43.8086 | 0 | 4.0674 | 4.0674 | 0.48457 | 4.0674 | 0 | 0.8369 | 0 | 0 | 1.585
2025-02-20 21:00 | 0 | 0 | 110.6154 | 90 | 0 | 0 | 0.82061 | 0.74491 | 0.74491 | 0 | 0 | 0.075696 | 0.15776 | 0 | 0.78412 | 0.74491 | 0 | 0 | 5.143 | 0.78412 | 0 | 0.78412 | -0.78412 | 9.2074 | 40 | 0 | 4.387 | 4.387 | 0.52266 | 4.387 | 0 | 0.90267 | 0 | 0 | 0.78412
2025-02-20 22:00 | 0 | 0 | 127.5511 | 90 | 0 | 0 | 0.74978 | 1.5094e-15 | 1.5094e-15 | 0 | 0 | 0.74978 | 0.82476 | 0 | 1.5888e-15 | 1.5094e-15 | 0 | 0 | 5.143 | 1.5888e-15 | 0 | 1.5888e-15 | 0 | 9.2074 | 40 | 0 | 4.0084 | 4.0084 | 0.47755 | 4.0084 | 0 | 0.82476 | 0 | 0 | 1.5888e-15
2025-02-20 23:00 | 0 | 0 | 157.3494 | 90 | 0 | 0 | 0.57112 | 3.0188e-15 | 3.0188e-15 | 0 | 0 | 0.57112 | 0.62823 | 0 | 3.1776e-15 | 3.0188e-15 | 0 | 0 | 5.143 | 3.1776e-15 | 0 | 3.1776e-15 | 0 | 9.2074 | 40 | 0 | 3.0532 | 3.0532 | 0.36375 | 3.0532 | 0 | 0.62823 | 0 | 0 | 3.1776e-15
2025-02-21 | 0 | 0 | -160.8633 | 90 | 0 | 0 | 0.39527 | 3.0188e-15 | 3.0188e-15 | 0 | 0 | 0.39527 | 0.4348 | 0 | 3.1776e-15 | 3.0188e-15 | 0 | 0 | 5.143 | 3.1776e-15 | 0 | 3.1776e-15 | 0 | 9.2074 | 40 | 0 | 2.1155 | 2.1155 | 0.25203 | 2.1155 | 0 | 0.4348 | 0 | 0 | 3.1776e-15
2025-02-21 01:00 | 0 | 0 | -129.8978 | 90 | 0 | 0 | 0.37652 | 3.0188e-15 | 3.0188e-15 | 0 | 0 | 0.37652 | 0.41417 | 0 | 3.1776e-15 | 3.0188e-15 | 0 | 0 | 5.143 | 3.1776e-15 | 0 | 3.1776e-15 | 0 | 9.2074 | 40 | 0 | 2.0151 | 2.0151 | 0.24008 | 2.0151 | 0 | 0.41417 | 0 | 0 | 3.1776e-15
2025-02-21 02:00 | 0 | 0 | -112.1676 | 90 | 0 | 0 | 0.30526 | 3.0188e-15 | 3.0188e-15 | 0 | 0 | 0.30526 | 0.33579 | 0 | 3.1776e-15 | 3.0188e-15 | 0 | 0 | 5.143 | 3.1776e-15 | 0 | 3.1776e-15 | 0 | 9.2074 | 40 | 0 | 1.6338 | 1.6338 | 0.19464 | 1.6338 | 0 | 0.33579 | 0 | 0 | 3.1776e-15
2025-02-21 03:00 | 0 | 0 | -100.7149 | 90 | 0 | 0 | 0.35905 | 3.0188e-15 | 3.0188e-15 | 0 | 0 | 0.35905 | 0.39496 | 0 | 3.1776e-15 | 3.0188e-15 | 0 | 0 | 5.143 | 3.1776e-15 | 0 | 3.1776e-15 | 0 | 9.2074 | 40 | 0 | 1.9217 | 1.9217 | 0.22894 | 1.9217 | 0 | 0.39496 | 0 | 0 | 3.1776e-15
2025-02-21 04:00 | 0 | 0 | -91.9402 | 90 | 0 | 0 | 0.47305 | 3.0188e-15 | 3.0188e-15 | 0 | 0 | 0.47305 | 0.52036 | 0 | 3.1776e-15 | 3.0188e-15 | 0 | 0 | 5.143 | 3.1776e-15 | 0 | 3.1776e-15 | 0 | 9.2074 | 40 | 0 | 2.5318 | 2.5318 | 0.30163 | 2.5318 | 0 | 0.52036 | 0 | 0 | 3.1776e-15
2025-02-21 05:00 | 0 | 0 | -84.1986 | 90 | 0 | 0 | 0.24339 | 3.0188e-15 | 3.0188e-15 | 0 | 0 | 0.24339 | 0.26773 | 0 | 3.1776e-15 | 3.0188e-15 | 0 | 0 | 5.143 | 3.1776e-15 | 0 | 3.1776e-15 | 0 | 9.2074 | 40 | 0 | 1.3026 | 1.3026 | 0.15519 | 1.3026 | 0 | 0.26773 | 0 | 0 | 3.1776e-15
2025-02-21 06:00 | 0.021918 | 0 | -76.5535 | 90 | 0 | 0 | 0.3689 | 3.0188e-15 | 3.0188e-15 | 0 | 0 | 0.3689 | 0.40579 | 0 | 3.1776e-15 | 3.0188e-15 | 0 | 0 | 5.143 | 3.1776e-15 | 0 | 3.1776e-15 | 0 | 9.2074 | 40 | 0 | 1.9744 | 1.9744 | 0.23522 | 1.9744 | 0 | 0.40579 | 0 | 0 | 3.1776e-15
2025-02-21 07:00 | 0.11464 | 11.8823 | -68.2679 | 68.5778 | 0.12944 | 0.41163 | 0.36312 | 0.36312 | 0.36312 | 113.3607 | 0 | 0 | 0.32122 | 0.41163 | 0.38223 | 0.36312 | 0 | 0 | 5.143 | 3.1776e-15 | 0.029404 | 0 | 0.029404 | 9.2337 | 40.1142 | 0 | 1.9434 | 1.9434 | 0.23153 | 1.9434 | 0 | 0.39943 | 0.32931 | 0 | 0.41163
2025-02-21 08:00 | 0.39127 | 23.309 | -58.5558 | 53.9803 | 0.56548 | 1.7983 | 0.37413 | 0.37413 | 0.37413 | 480.6619 | 0 | 0 | 0.04752 | 1.7983 | 0.39383 | 0.37413 | 0 | 0 | 5.143 | 0.023523 | 1.4045 | 0 | 1.4045 | 10.4899 | 45.5717 | 0 | 2.0024 | 2.0024 | 0.23856 | 2.0024 | 0 | 0.41155 | 1.4387 | 0 | 1.8218
2025-02-21 09:00 | 0.56627 | 33.4593 | -46.4458 | 39.5728 | 0.77985 | 2.48 | 0.14068 | 0.14068 | 0.14068 | 1762.872 | 0 | 0 | 0 | 2.48 | 0.14809 | 0.14068 | 0 | 0 | 5.143 | 1.1471 | 2.332 | 0 | 2.332 | 12.5756 | 54.633 | 0 | 0.75294 | 0.75294 | 0.089702 | 0.75294 | 0 | 0.15475 | 1.984 | 0 | 3.6272
2025-02-21 10:00 | 0.49987 | 41.4724 | -30.8763 | 25.7052 | 0.59592 | 1.8951 | 0.2694 | 0.2694 | 0.2694 | 703.4543 | 0 | 0 | 0 | 1.8951 | 0.28358 | 0.2694 | 0 | 0 | 5.143 | 3.0127 | 1.6115 | 0 | 1.6115 | 14.0171 | 60.895 | 0 | 1.4419 | 1.4419 | 0.17178 | 1.4419 | 0 | 0.29634 | 1.5161 | 0 | 4.9078
2025-02-21 11:00 | 0.7396 | 46.1266 | -11.5031 | 14.1036 | 0.98246 | 3.1244 | 0.38481 | 0.38481 | 0.38481 | 811.9344 | 0 | 0 | 0 | 3.1244 | 0.40506 | 0.38481 | 0 | 0 | 4.375 | 4.3019 | 2.7193 | 0 | 2.7193 | 16.4493 | 71.4616 | 0 | 2.0595 | 2.0595 | 0.24536 | 2.0595 | 0 | 0.42329 | 2.4995 | 0 | 7.4263
2025-02-21 12:00 | 0.68037 | 46.3188 | 9.7966 | 13.448 | 0.88498 | 2.8144 | 1.1093 | 1.1093 | 1.1093 | 253.7167 | 0 | 0 | 0 | 2.8144 | 1.1677 | 1.1093 | 0 | 0 | 2.7822 | 6.0061 | 1.6467 | 0 | 1.6467 | 17.9222 | 77.8603 | 0 | 5.9302 | 5.9302 | 0.70651 | 5.9302 | 0 | 1.2202 | 2.2515 | 0 | 8.8206
2025-02-21 13:00 | 0.58735 | 41.9948 | 29.4343 | 24.6288 | 0.75154 | 2.39 | 0.72907 | 0.72907 | 0.72907 | 327.8208 | 0 | 0 | 0 | 2.39 | 0.76744 | 0.72907 | 0 | 0 | 2.0932 | 6.0061 | 1.6226 | 0 | 1.6226 | 19.3735 | 84.1653 | 0 | 3.8977 | 3.8977 | 0.46435 | 3.8977 | 0 | 0.80198 | 1.912 | 0 | 8.3962
2025-02-21 14:00 | 0.49908 | 34.206 | 45.3207 | 38.4156 | 0.65537 | 2.0842 | 0.63757 | 0.63757 | 0.63757 | 326.897 | 0.065304 | 0 | 0 | 2.0842 | 0.67113 | 0.63757 | 0 | 0 | 1.3478 | 6.0061 | 1.3478 | 0 | 1.3478 | 20.579 | 89.4023 | 0 | 3.4085 | 3.4085 | 0.40608 | 3.4085 | 0 | 0.70133 | 1.6674 | 0 | 8.0903
2025-02-21 15:00 | 0.32092 | 24.1921 | 57.6742 | 52.7981 | 0.41264 | 1.3123 | 0.71401 | 0.71401 | 0.71401 | 183.7873 | 0 | 0 | 0 | 1.3123 | 0.75159 | 0.71401 | 0 | 0 | 0.76426 | 6.0061 | 0.56067 | 0 | 0.56067 | 21.0805 | 91.5809 | 0 | 3.8172 | 3.8172 | 0.45476 | 3.8172 | 0 | 0.78541 | 1.0498 | 0 | 7.3184
2025-02-21 16:00 | 0.12145 | 12.8459 | 67.5423 | 67.3858 | 0.13448 | 0.42769 | 0.77109 | 0.77109 | 0.77109 | 55.4652 | 0 | 1.1102e-16 | 0 | 0.42769 | 0.81167 | 0.77109 | 0 | 0 | 0.69619 | 6.0061 | 0 | 0.38399 | -0.38399 | 20.6512 | 89.7158 | 0 | 4.1223 | 4.1223 | 0.49112 | 4.1223 | 0 | 0.8482 | 0.34215 | 0 | 6.4338
2025-02-21 17:00 | 0.0173 | 0.71876 | 75.9128 | 82.0553 | 0.027548 | 0.087609 | 0.64451 | 0.64451 | 0.64451 | 13.593 | 0 | 0 | 0 | 0.087609 | 0.67843 | 0.64451 | 0 | 0 | 1.2561 | 6.0061 | 0 | 0.59083 | -0.59083 | 19.9906 | 86.8461 | 0 | 3.4456 | 3.4456 | 0.4105 | 3.4456 | 0 | 0.70896 | 0.070087 | 0 | 6.0938
2025-02-21 18:00 | 0 | 0 | 83.5831 | 90 | 0 | 0 | 0.58398 | 0.58398 | 0.58398 | 0 | 0 | 0 | 0 | 0 | 0.61472 | 0.58398 | 0 | 0 | 1.821 | 6.0061 | 0 | 0.61472 | -0.61472 | 19.3033 | 83.8604 | 0 | 3.122 | 3.122 | 0.37194 | 3.122 | 0 | 0.64238 | 0 | 0 | 6.0061
2025-02-21 19:00 | 0 | 0 | 91.2867 | 90 | 0 | 0 | 0.6047 | 0.6047 | 0.6047 | 0 | 0 | 1.1102e-16 | 0 | 0 | 0.63653 | 0.6047 | 0 | 0 | 2.2964 | 6.0061 | 0 | 0.63653 | -0.63653 | 18.5917 | 80.7687 | 0 | 3.2328 | 3.2328 | 0.38514 | 3.2328 | 0 | 0.66517 | 0 | 0 | 6.0061
2025-02-21 20:00 | 0 | 0 | 99.9305 | 90 | 0 | 0 | 0.61291 | 0.61291 | 0.61291 | 0 | 0 | 0 | 0 | 0 | 0.64517 | 0.61291 | 0 | 0 | 2.7392 | 6.0061 | 0 | 0.64517 | -0.64517 | 17.8703 | 77.635 | 0 | 3.2767 | 3.2767 | 0.39037 | 3.2767 | 0 | 0.6742 | 0 | 0 | 6.0061
2025-02-21 21:00 | 0 | 0 | 111.0696 | 90 | 0 | 0 | 0.56714 | 0.56714 | 0.56714 | 0 | 0 | 1.1102e-16 | 0 | 0 | 0.59699 | 0.56714 | 0 | 0 | 3.1636 | 6.0061 | 0 | 0.59699 | -0.59699 | 17.2029 | 74.7353 | 0 | 3.032 | 3.032 | 0.36122 | 3.032 | 0 | 0.62386 | 0 | 0 | 6.0061
2025-02-21 22:00 | 0 | 0 | 128.0694 | 90 | 0 | 0 | 0.52256 | 0.52256 | 0.52256 | 0 | 0 | 1.1102e-16 | 0 | 0 | 0.55006 | 0.52256 | 0 | 0 | 3.532 | 6.0061 | 0 | 0.55006 | -0.55006 | 16.5879 | 72.0636 | 0 | 2.7936 | 2.7936 | 0.33282 | 2.7936 | 0 | 0.57481 | 0 | 0 | 6.0061
2025-02-21 23:00 | 0 | 0 | 157.714 | 90 | 0 | 0 | 0.89053 | 0.89053 | 0.89053 | 0 | 0 | 1.1102e-16 | 0 | 0 | 0.9374 | 0.89053 | 0 | 0 | 3.8601 | 6.0061 | 0 | 0.9374 | -0.9374 | 15.5398 | 67.5105 | 0 | 4.7608 | 4.7608 | 0.56719 | 4.7608 | 0 | 0.97958 | 0 | 0 | 6.0061
2025-02-22 | 0 | 0 | -161.0876 | 90 | 0 | 0 | 0.29044 | 0.29044 | 0.29044 | 0 | 0 | 0 | 0 | 0 | 0.30573 | 0.29044 | 0 | 0 | 4.5437 | 5.664 | 0 | 0.30573 | -0.30573 | 15.198 | 66.0256 | 0 | 1.5545 | 1.5545 | 0.18519 | 1.5545 | 0 | 0.31949 | 0 | 0 | 5.664
2025-02-22 01:00 | 0 | 0 | -130.3571 | 90 | 0 | 0 | 0.39862 | 0.39862 | 0.39862 | 0 | 0 | 0 | 0 | 0 | 0.41959 | 0.39862 | 0 | 0 | 4.6045 | 5.3582 | 0 | 0.41959 | -0.41959 | 14.7289 | 63.9876 | 0 | 2.1334 | 2.1334 | 0.25417 | 2.1334 | 0 | 0.43848 | 0 | 0 | 5.3582
2025-02-22 02:00 | 0 | 0 | -112.5944 | 90 | 0 | 0 | 0.32553 | 0.32553 | 0.32553 | 0 | 0 | 5.5511e-17 | 0 | 0 | 0.34266 | 0.32553 | 0 | 0 | 4.8403 | 4.9386 | 0 | 0.34266 | -0.34266 | 14.3458 | 62.3232 | 0 | 1.7423 | 1.7423 | 0.20757 | 1.7423 | 0 | 0.35808 | 0 | 0 | 4.9386
2025-02-22 03:00 | 0 | 0 | -101.085 | 90 | 0 | 0 | 0.41456 | 0.41456 | 0.41456 | 0 | 0 | 0 | 0 | 0 | 0.43638 | 0.41456 | 0 | 0 | 5.0214 | 4.596 | 0 | 0.43638 | -0.43638 | 13.8579 | 60.2036 | 0 | 2.2188 | 2.2188 | 0.26433 | 2.2188 | 0 | 0.45602 | 0 | 0 | 4.596
2025-02-22 04:00 | 0 | 0 | -92.2689 | 90 | 0 | 0 | 0.4723 | 0.4723 | 0.4723 | 0 | 0 | 0 | 0 | 0 | 0.49716 | 0.4723 | 0 | 0 | 5.143 | 4.1596 | 0 | 0.49716 | -0.49716 | 13.3021 | 57.7888 | 0 | 2.5278 | 2.5278 | 0.30115 | 2.5278 | 0 | 0.51953 | 0 | 0 | 4.1596
2025-02-22 05:00 | 0 | 0 | -84.5012 | 90 | 0 | 0 | 0.3319 | 0.3319 | 0.3319 | 0 | 0 | 5.5511e-17 | 0 | 0 | 0.34937 | 0.3319 | 0 | 0 | 5.143 | 3.6624 | 0 | 0.34937 | -0.34937 | 12.9115 | 56.0919 | 0 | 1.7763 | 1.7763 | 0.21163 | 1.7763 | 0 | 0.36509 | 0 | 0 | 3.6624
2025-02-22 06:00 | 0.027378 | 0 | -76.8413 | 90 | 0 | 0 | 0.45451 | 0.45451 | 0.45451 | 0 | 0 | 5.5511e-17 | 0 | 0 | 0.47843 | 0.45451 | 0 | 0 | 5.143 | 3.3131 | 0 | 0.47843 | -0.47843 | 12.3766 | 53.7681 | 0 | 2.4325 | 2.4325 | 0.2898 | 2.4325 | 0 | 0.49996 | 0 | 0 | 3.3131
2025-02-22 07:00 | 0.17924 | 12.1061 | -68.5474 | 68.5303 | 0.27828 | 0.88498 | 0.37258 | 0.37258 | 0.37258 | 237.5255 | 0 | 0 | 0 | 0.88498 | 0.39219 | 0.37258 | 0 | 0 | 5.143 | 2.8346 | 0.49279 | 0 | 0.49279 | 12.8173 | 55.683 | 0 | 1.9941 | 1.9941 | 0.23757 | 1.9941 | 0 | 0.40984 | 0.70799 | 0 | 3.7196
2025-02-22 08:00 | 0.2428 | 23.56 | -58.8268 | 53.909 | 0.26912 | 0.85584 | 0.39535 | 0.39535 | 0.39535 | 216.4787 | 0 | 0 | 0 | 0.85584 | 0.41615 | 0.39535 | 0 | 0 | 5.143 | 3.2289 | 0.43969 | 0 | 0.43969 | 13.2106 | 57.3915 | 0 | 2.1159 | 2.1159 | 0.25208 | 2.1159 | 0 | 0.43488 | 0.68467 | 0 | 4.0847
2025-02-22 09:00 | 0.48557 | 33.7454 | -46.6947 | 39.4675 | 0.63194 | 2.0097 | 0.4991 | 0.4991 | 0.4991 | 402.6611 | 0 | 0 | 0 | 2.0097 | 0.52537 | 0.4991 | 0 | 0 | 5.143 | 3.5806 | 1.4843 | 0 | 1.4843 | 14.5382 | 63.1591 | 0 | 2.6712 | 2.6712 | 0.31824 | 2.6712 | 0 | 0.54901 | 1.6078 | 0 | 5.5903
2025-02-22 10:00 | 0.76869 | 41.7967 | -31.0638 | 25.539 | 1.036 | 3.2948 | 0.55042 | 0.55042 | 0.55042 | 598.5988 | 0 | 0 | 0 | 3.2948 | 0.57939 | 0.55042 | 0 | 0 | 4.3514 | 4.7681 | 2.7154 | 0 | 2.7154 | 16.967 | 73.7104 | 0 | 2.9459 | 2.9459 | 0.35096 | 2.9459 | 0 | 0.60546 | 2.6359 | 0 | 8.0629
2025-02-22 11:00 | 0.72823 | 46.4774 | -11.5637 | 13.8059 | 0.95963 | 3.0518 | 0.36437 | 0.36437 | 0.36437 | 837.5529 | 0.056863 | 0 | 0 | 3.0518 | 0.38355 | 0.36437 | 0 | 0 | 2.6114 | 6.0061 | 2.6114 | 0 | 2.6114 | 19.3027 | 83.8575 | 0 | 1.9501 | 1.9501 | 0.23233 | 1.9501 | 0 | 0.40081 | 2.4414 | 0 | 9.058
2025-02-22 12:00 | 0.5498 | 46.6647 | 9.901 | 13.1574 | 0.64925 | 2.0647 | 0.87889 | 0.87889 | 0.87889 | 234.9227 | 0 | 0 | 0 | 2.0647 | 0.92515 | 0.87889 | 0 | 0 | 1.1641 | 6.0061 | 1.1396 | 0 | 1.1396 | 20.3219 | 88.2855 | 0 | 4.6986 | 4.6986 | 0.55978 | 4.6986 | 0 | 0.96678 | 1.6518 | 0 | 8.0709
2025-02-22 13:00 | 0.61826 | 42.3051 | 29.6622 | 24.4908 | 0.80173 | 2.5496 | 0.83862 | 0.83862 | 0.83862 | 304.0275 | 0.81134 | 0 | 0 | 2.5496 | 0.88276 | 0.83862 | 0 | 0 | 0.85554 | 6.0061 | 0.85554 | 0 | 0.85554 | 21.0871 | 91.6099 | 0 | 4.4834 | 4.4834 | 0.53413 | 4.4834 | 0 | 0.92249 | 2.0397 | 0 | 8.5558
2025-02-22 14:00 | 0.61363 | 34.4707 | 45.604 | 38.3448 | 0.84362 | 2.6829 | 0.61764 | 0.61764 | 0.61764 | 434.3716 | 1.4277 | 0 | 0 | 2.6829 | 0.65015 | 0.61764 | 0 | 0 | 0.60506 | 6.0061 | 0.60506 | 0 | 0.60506 | 21.6283 | 93.961 | 0 | 3.302 | 3.302 | 0.39338 | 3.302 | 0 | 0.6794 | 2.1463 | 0 | 8.689
2025-02-22 15:00 | 0.4408 | 24.4166 | 57.9735 | 52.7635 | 0.63748 | 2.0273 | 0.91886 | 0.91886 | 0.91886 | 220.6309 | 0.62456 | 0 | 0 | 2.0273 | 0.96722 | 0.91886 | 0 | 0 | 0.43551 | 6.0061 | 0.43551 | 0 | 0.43551 | 22.0178 | 95.6532 | 0 | 4.9123 | 4.9123 | 0.58523 | 4.9123 | 0 | 1.0107 | 1.6218 | 0 | 8.0334
2025-02-22 16:00 | 0.2152 | 13.0399 | 67.8453 | 67.3758 | 0.34843 | 1.1081 | 0.64338 | 0.64338 | 0.64338 | 172.2271 | 0.11736 | 0 | 0 | 1.1081 | 0.67724 | 0.64338 | 0 | 0 | 0.31347 | 6.0061 | 0.31347 | 0 | 0.31347 | 22.2982 | 96.8713 | 0 | 3.4396 | 3.4396 | 0.40978 | 3.4396 | 0 | 0.70772 | 0.88646 | 0 | 7.1142
2025-02-22 17:00 | 0.031857 | 0.89173 | 76.2209 | 82.065 | 0.13499 | 0.4293 | 0.98146 | 0.98146 | 0.98146 | 43.7409 | 0 | 2.2204e-16 | 0 | 0.4293 | 1.0331 | 0.98146 | 0 | 0 | 0.22563 | 6.0061 | 0 | 0.60381 | -0.60381 | 21.6231 | 93.9385 | 0 | 5.247 | 5.247 | 0.6251 | 5.247 | 0 | 1.0796 | 0.34344 | 0 | 6.4354
2025-02-22 18:00 | 0 | 0 | 83.9044 | 90 | 0 | 0 | 0.92586 | 0.92586 | 0.92586 | 0 | 0 | 1.1102e-16 | 0 | 0 | 0.97459 | 0.92586 | 0 | 0 | 0.86592 | 6.0061 | 0 | 0.97459 | -0.97459 | 20.5335 | 89.2048 | 0 | 4.9497 | 4.9497 | 0.58969 | 4.9497 | 0 | 1.0184 | 0 | 0 | 6.0061
2025-02-22 19:00 | 0 | 0 | 91.6342 | 90 | 0 | 0 | 1.2012 | 1.2012 | 1.2012 | 0 | 0 | 2.2204e-16 | 0.065209 | 0 | 1.2644 | 1.2012 | 0 | 0 | 1.69 | 6.0061 | 0 | 1.2644 | -1.2644 | 19.1199 | 83.0635 | 0 | 6.4215 | 6.4215 | 0.76504 | 6.4215 | 0 | 1.3213 | 0 | 0 | 6.0061
2025-02-22 20:00 | 0 | 0 | 100.3222 | 90 | 0 | 0 | 1.0545 | 1.0545 | 1.0545 | 0 | 0 | 0 | 0 | 0 | 1.11 | 1.0545 | 0 | 0 | 2.6518 | 6.0061 | 0 | 1.11 | -1.11 | 17.8789 | 77.6722 | 0 | 5.6373 | 5.6373 | 0.67161 | 5.6373 | 0 | 1.1599 | 0 | 0 | 6.0061
2025-02-22 21:00 | 0 | 0 | 111.5272 | 90 | 0 | 0 | 0.41787 | 0.41787 | 0.41787 | 0 | 0 | 5.5511e-17 | 0 | 0 | 0.43986 | 0.41787 | 0 | 0 | 3.3768 | 6.0061 | 0 | 0.43986 | -0.43986 | 17.3871 | 75.5357 | 0 | 2.234 | 2.234 | 0.26615 | 2.234 | 0 | 0.45966 | 0 | 0 | 6.0061
2025-02-22 22:00 | 0 | 0 | 128.5892 | 90 | 0 | 0 | 0.94765 | 0.94765 | 0.94765 | 0 | 0 | 1.1102e-16 | 0 | 0 | 0.99753 | 0.94765 | 0 | 0 | 3.4816 | 6.0061 | 0 | 0.99753 | -0.99753 | 16.2718 | 70.6906 | 0 | 5.0662 | 5.0662 | 0.60357 | 5.0662 | 0 | 1.0424 | 0 | 0 | 6.0061
2025-02-22 23:00 | 0 | 0 | 158.0788 | 90 | 0 | 0 | 0.76715 | 0.76715 | 0.76715 | 0 | 0 | 1.1102e-16 | 0 | 0 | 0.80753 | 0.76715 | 0 | 0 | 4.1817 | 6.0061 | 0 | 0.80753 | -0.80753 | 15.369 | 66.7683 | 0 | 4.1013 | 4.1013 | 0.48861 | 4.1013 | 0 | 0.84387 | 0 | 0 | 6.0061
2025-02-23 | 0 | 0 | -161.3 | 90 | 0 | 0 | 0.35059 | 0.35059 | 0.35059 | 0 | 0 | 5.5511e-17 | 0 | 0 | 0.36905 | 0.35059 | 0 | 0 | 4.6669 | 5.5111 | 0 | 0.36905 | -0.36905 | 14.9564 | 64.9758 | 0 | 1.8764 | 1.8764 | 0.22355 | 1.8764 | 0 | 0.38565 | 0 | 0 | 5.5111
2025-02-23 01:00 | 0 | 0 | -130.8082 | 90 | 0 | 0 | 0.30051 | 0.30051 | 0.30051 | 0 | 0 | 0 | 0 | 0 | 0.31633 | 0.30051 | 0 | 0 | 4.7687 | 5.1421 | 0 | 0.31633 | -0.31633 | 14.6027 | 63.4394 | 0 | 1.6083 | 1.6083 | 0.19161 | 1.6083 | 0 | 0.33056 | 0 | 0 | 5.1421
2025-02-23 02:00 | 0 | 0 | -113.0186 | 90 | 0 | 0 | 0.39558 | 0.39558 | 0.39558 | 0 | 0 | 5.5511e-17 | 0 | 0 | 0.4164 | 0.39558 | 0 | 0 | 4.8952 | 4.8258 | 0 | 0.4164 | -0.4164 | 14.1372 | 61.4168 | 0 | 2.1172 | 2.1172 | 0.25223 | 2.1172 | 0 | 0.43514 | 0 | 0 | 4.8258
2025-02-23 03:00 | 0 | 0 | -101.4546 | 90 | 0 | 0 | 0.36186 | 0.36186 | 0.36186 | 0 | 0 | 5.5511e-17 | 0 | 0 | 0.3809 | 0.36186 | 0 | 0 | 5.143 | 4.4094 | 0 | 0.3809 | -0.3809 | 13.7113 | 59.5667 | 0 | 1.9367 | 1.9367 | 0.23073 | 1.9367 | 0 | 0.39804 | 0 | 0 | 4.4094
2025-02-23 04:00 | 0 | 0 | -92.598 | 90 | 0 | 0 | 0.30713 | 0.30713 | 0.30713 | 0 | 0 | 5.5511e-17 | 0 | 0 | 0.3233 | 0.30713 | 0 | 0 | 5.143 | 4.0285 | 0 | 0.3233 | -0.3233 | 13.3498 | 57.9965 | 0 | 1.6438 | 1.6438 | 0.19584 | 1.6438 | 0 | 0.33785 | 0 | 0 | 4.0285
2025-02-23 05:00 | 0 | 0 | -84.8048 | 90 | 0 | 0 | 0.29656 | 0.29656 | 0.29656 | 0 | 0 | 0 | 0 | 0 | 0.31217 | 0.29656 | 0 | 0 | 5.143 | 3.7052 | 0 | 0.31217 | -0.31217 | 13.0008 | 56.4802 | 0 | 1.5872 | 1.5872 | 0.18909 | 1.5872 | 0 | 0.32622 | 0 | 0 | 3.7052
2025-02-23 06:00 | 0.025495 | 0.12283 | -77.1303 | 83.192 | 0.10851 | 0.34508 | 0.30015 | 0.30015 | 0.30015 | 114.9694 | 0 | 0 | 0 | 0.34508 | 0.31595 | 0.30015 | 0 | 0 | 5.143 | 3.393 | 0.029133 | 0 | 0.029133 | 13.0269 | 56.5934 | 0 | 1.6064 | 1.6064 | 0.19138 | 1.6064 | 0 | 0.33017 | 0.27607 | 0 | 3.7381
2025-02-23 07:00 | 0.20239 | 12.3339 | -68.8283 | 68.4804 | 0.32896 | 1.0462 | 0.30408 | 0.30408 | 0.30408 | 344.0386 | 0 | 0 | 0 | 1.0462 | 0.32009 | 0.30408 | 0 | 0 | 5.143 | 3.4163 | 0.72608 | 0 | 0.72608 | 13.6763 | 59.4147 | 0 | 1.6275 | 1.6275 | 0.19389 | 1.6275 | 0 | 0.33449 | 0.83693 | 0 | 4.4625
2025-02-23 08:00 | 0.4177 | 23.8148 | -59.0994 | 53.8359 | 0.60054 | 1.9098 | 0.29835 | 0.29835 | 0.29835 | 640.1281 | 0 | 0 | 0 | 1.9098 | 0.31405 | 0.29835 | 0 | 0 | 5.0707 | 3.9972 | 1.5958 | 0 | 1.5958 | 15.1036 | 65.6154 | 0 | 1.5968 | 1.5968 | 0.19023 | 1.5968 | 0 | 0.32818 | 1.5278 | 0 | 5.907
2025-02-23 09:00 | 0.60895 | 34.0354 | -46.945 | 39.361 | 0.83492 | 2.6552 | 0.36264 | 0.36264 | 0.36264 | 732.1775 | 0 | 0 | 0 | 2.6552 | 0.38173 | 0.36264 | 0 | 0 | 3.9995 | 5.2738 | 2.2735 | 0 | 2.2735 | 17.137 | 74.4493 | 0 | 1.9409 | 1.9409 | 0.23123 | 1.9409 | 0 | 0.39891 | 2.1241 | 0 | 7.9289
2025-02-23 10:00 | 0.77704 | 42.125 | -31.2516 | 25.3724 | 1.0425 | 3.3154 | 0.55711 | 0.55711 | 0.55711 | 595.1054 | 0.13146 | 0 | 0 | 3.3154 | 0.58643 | 0.55711 | 0 | 0 | 2.5975 | 6.0061 | 2.5975 | 0 | 2.5975 | 19.4603 | 84.5425 | 0 | 2.9817 | 2.9817 | 0.35523 | 2.9817 | 0 | 0.61282 | 2.6523 | 0 | 9.3215
2025-02-23 11:00 | 0.82013 | 46.832 | -11.6218 | 13.5064 | 1.0884 | 3.4614 | 0.30478 | 0.30478 | 0.30478 | 1135.689 | 2.0258 | 0 | 0 | 3.4614 | 0.32082 | 0.30478 | 0 | 0 | 1.1147 | 6.0061 | 1.1147 | 0 | 1.1147 | 20.4574 | 88.874 | 0 | 1.6312 | 1.6312 | 0.19434 | 1.6312 | 0 | 0.33526 | 2.7691 | 0 | 9.4675
2025-02-23 12:00 | 0.8677 | 47.0134 | 10.0117 | 12.8688 | 1.1532 | 3.6675 | 0.76461 | 0.76461 | 0.76461 | 479.6507 | 2.0602 | 0 | 0 | 3.6675 | 0.80485 | 0.76461 | 0 | 0 | 0.80236 | 6.0061 | 0.80236 | 0 | 0.80236 | 21.175 | 91.9917 | 0 | 4.0877 | 4.0877 | 0.48699 | 4.0877 | 0 | 0.84107 | 2.934 | 0 | 9.6736
2025-02-23 13:00 | 0.70751 | 42.6166 | 29.8978 | 24.3581 | 0.94252 | 2.9974 | 0.49128 | 0.49128 | 0.49128 | 610.1165 | 1.9027 | 0 | 0 | 2.9974 | 0.51714 | 0.49128 | 0 | 0 | 0.57752 | 6.0061 | 0.57752 | 0 | 0.57752 | 21.6916 | 94.2358 | 0 | 2.6264 | 2.6264 | 0.3129 | 2.6264 | 0 | 0.54041 | 2.3979 | 0 | 9.0035
2025-02-23 14:00 | 0.55206 | 34.7356 | 45.8944 | 38.2787 | 0.74033 | 2.3544 | 0.71397 | 0.71397 | 0.71397 | 329.7591 | 1.1871 | 0 | 0 | 2.3544 | 0.75155 | 0.71397 | 0 | 0 | 0.41569 | 6.0061 | 0.41569 | 0 | 0.41569 | 22.0634 | 95.8511 | 0 | 3.817 | 3.817 | 0.45474 | 3.817 | 0 | 0.78537 | 1.8835 | 0 | 8.3605
2025-02-23 15:00 | 0.41708 | 24.6406 | 58.2787 | 52.733 | 0.592 | 1.8826 | 0.77455 | 0.77455 | 0.77455 | 243.0646 | 0.76813 | 0 | 0 | 1.8826 | 0.81531 | 0.77455 | 0 | 0 | 0.2992 | 6.0061 | 0.2992 | 0 | 0.2992 | 22.331 | 97.0137 | 0 | 4.1408 | 4.1408 | 0.49332 | 4.1408 | 0 | 0.852 | 1.5061 | 0 | 7.8888
2025-02-23 16:00 | 0.18162 | 13.2332 | 68.1532 | 67.3693 | 0.2594 | 0.82495 | 0.44013 | 0.44013 | 0.44013 | 187.4322 | 0.14629 | 0 | 0 | 0.82495 | 0.4633 | 0.44013 | 0 | 0 | 0.21536 | 6.0061 | 0.21536 | 0 | 0.21536 | 22.5236 | 97.8505 | 0 | 2.353 | 2.353 | 0.28033 | 2.353 | 0 | 0.48415 | 0.65996 | 0 | 6.8311
2025-02-23 17:00 | 0.022789 | 1.064 | 76.5333 | 82.0779 | 0.050016 | 0.15906 | 0.66216 | 0.66216 | 0.66216 | 24.021 | 0 | 1.1102e-16 | 0 | 0.15906 | 0.69701 | 0.66216 | 0 | 0 | 0.15501 | 6.0061 | 0 | 0.53795 | -0.53795 | 21.9222 | 95.2376 | 0 | 3.54 | 3.54 | 0.42174 | 3.54 | 0 | 0.72838 | 0.12725 | 0 | 6.1652
2025-02-23 18:00 | 0 | 0 | 84.2298 | 90 | 0 | 0 | 0.86387 | 0.86387 | 0.86387 | 0 | 0 | 1.1102e-16 | 0 | 0 | 0.90934 | 0.86387 | 0 | 0 | 0.70534 | 6.0061 | 0 | 0.90934 | -0.90934 | 20.9055 | 90.8208 | 0 | 4.6183 | 4.6183 | 0.55021 | 4.6183 | 0 | 0.95026 | 0 | 0 | 6.0061
2025-02-23 19:00 | 0 | 0 | 91.9855 | 90 | 0 | 0 | 0.79947 | 0.79947 | 0.79947 | 0 | 0 | 1.1102e-16 | 0 | 0 | 0.84155 | 0.79947 | 0 | 0 | 1.4676 | 6.0061 | 0 | 0.84155 | -0.84155 | 19.9646 | 86.7333 | 0 | 4.274 | 4.274 | 0.50919 | 4.274 | 0 | 0.87942 | 0 | 0 | 6.0061
2025-02-23 20:00 | 0 | 0 | 100.7176 | 90 | 0 | 0 | 0.42575 | 0.42575 | 0.42575 | 0 | 0 | 5.5511e-17 | 0 | 0 | 0.44816 | 0.42575 | 0 | 0 | 2.0587 | 6.0061 | 0 | 0.44816 | -0.44816 | 19.4636 | 84.5566 | 0 | 2.2761 | 2.2761 | 0.27117 | 2.2761 | 0 | 0.46832 | 0 | 0 | 6.0061
2025-02-23 21:00 | 0 | 0 | 111.9881 | 90 | 0 | 0 | 0.87345 | 0.87345 | 0.87345 | 0 | 0 | 1.1102e-16 | 0 | 0 | 0.91942 | 0.87345 | 0 | 0 | 2.2591 | 6.0061 | 0 | 0.91942 | -0.91942 | 18.4356 | 80.0908 | 0 | 4.6695 | 4.6695 | 0.55631 | 4.6695 | 0 | 0.96079 | 0 | 0 | 6.0061
2025-02-23 22:00 | 0 | 0 | 129.11 | 90 | 0 | 0 | 0.68324 | 0.68324 | 0.68324 | 0 | 0 | 0 | 0 | 0 | 0.7192 | 0.68324 | 0 | 0 | 2.9265 | 6.0061 | 0 | 0.7192 | -0.7192 | 17.6315 | 76.5976 | 0 | 3.6526 | 3.6526 | 0.43516 | 3.6526 | 0 | 0.75156 | 0 | 0 | 6.0061
2025-02-23 23:00 | 0 | 0 | 158.4435 | 90 | 0 | 0 | 0.60893 | 0.60893 | 0.60893 | 0 | 0 | 0 | 0 | 0 | 0.64097 | 0.60893 | 0 | 0 | 3.3608 | 6.0061 | 0 | 0.64097 | -0.64097 | 16.9149 | 73.4843 | 0 | 3.2554 | 3.2554 | 0.38783 | 3.2554 | 0 | 0.66982 | 0 | 0 | 6.0061
2025-02-24 | 0 | 0 | -161.5009 | 90 | 0 | 0 | 0.34506 | 0.34506 | 0.34506 | 0 | 0 | 0 | 0 | 0 | 0.36322 | 0.34506 | 0 | 0 | 3.7325 | 6.0061 | 0 | 0.36322 | -0.36322 | 16.5088 | 71.7201 | 0 | 1.8468 | 1.8468 | 0.22002 | 1.8468 | 0 | 0.37957 | 0 | 0 | 6.0061
2025-02-24 01:00 | 0 | 0 | -131.2512 | 90 | 0 | 0 | 0.22857 | 0.22857 | 0.22857 | 0 | 0 | 2.7756e-17 | 0 | 0 | 0.2406 | 0.22857 | 0 | 0 | 3.8704 | 6.0061 | 0 | 0.2406 | -0.2406 | 16.2398 | 70.5515 | 0 | 1.2233 | 1.2233 | 0.14574 | 1.2233 | 0 | 0.25142 | 0 | 0 | 6.0061
2025-02-24 02:00 | 0 | 0 | -113.4398 | 90 | 0 | 0 | 0.49644 | 0.49644 | 0.49644 | 0 | 0 | 5.5511e-17 | 0 | 0 | 0.52257 | 0.49644 | 0 | 0 | 3.948 | 6.0061 | 0 | 0.52257 | -0.52257 | 15.6556 | 68.0133 | 0 | 2.657 | 2.657 | 0.31654 | 2.657 | 0 | 0.54608 | 0 | 0 | 6.0061
2025-02-24 03:00 | 0 | 0 | -101.8236 | 90 | 0 | 0 | 0.41524 | 0.41524 | 0.41524 | 0 | 0 | 5.5511e-17 | 0 | 0 | 0.43709 | 0.41524 | 0 | 0 | 4.3191 | 5.7675 | 0 | 0.43709 | -0.43709 | 15.1669 | 65.8903 | 0 | 2.2224 | 2.2224 | 0.26476 | 2.2224 | 0 | 0.45676 | 0 | 0 | 5.7675
2025-02-24 04:00 | 0 | 0 | -92.9275 | 90 | 0 | 0 | 0.34966 | 0.34966 | 0.34966 | 0 | 0 | 5.5511e-17 | 0 | 0 | 0.36806 | 0.34966 | 0 | 0 | 4.5878 | 5.3304 | 0 | 0.36806 | -0.36806 | 14.7554 | 64.1026 | 0 | 1.8714 | 1.8714 | 0.22295 | 1.8714 | 0 | 0.38463 | 0 | 0 | 5.3304
2025-02-24 05:00 | 0 | 0 | -85.1092 | 90 | 0 | 0 | 0.13649 | 0.13649 | 0.13649 | 0 | 0 | 2.7756e-17 | 0 | 0 | 0.14367 | 0.13649 | 0 | 0 | 4.7965 | 4.9623 | 0 | 0.14367 | -0.14367 | 14.5947 | 63.4047 | 0 | 0.7305 | 0.7305 | 0.087029 | 0.7305 | 0 | 0.15014 | 0 | 0 | 4.9623
2025-02-24 06:00 | 0.025351 | 0.33622 | -77.4204 | 83.1585 | 0.098406 | 0.31295 | 0.30232 | 0.30232 | 0.30232 | 103.514 | 0 | 0 | 0 | 0.31295 | 0.31824 | 0.30232 | 0 | 0 | 4.8154 | 4.8186 | 0 | 0.0052881 | -0.0052881 | 14.5888 | 63.379 | 0 | 1.6181 | 1.6181 | 0.19277 | 1.6181 | 0 | 0.33256 | 0.25036 | 0 | 5.1316
2025-02-24 07:00 | 0.21379 | 12.5657 | -69.1106 | 68.4283 | 0.34753 | 1.1052 | 0.36346 | 0.36346 | 0.36346 | 304.0826 | 0 | 0 | 0 | 1.1052 | 0.38259 | 0.36346 | 0 | 0 | 4.7499 | 4.8133 | 0.72262 | 0 | 0.72262 | 15.2352 | 66.1869 | 0 | 1.9452 | 1.9452 | 0.23175 | 1.9452 | 0 | 0.3998 | 0.88417 | 0 | 5.9186
2025-02-24 08:00 | 0.48803 | 24.0736 | -59.3736 | 53.7611 | 0.70307 | 2.2359 | 0.2733 | 0.2733 | 0.2733 | 818.1154 | 0 | 0 | 0 | 2.2359 | 0.28768 | 0.2733 | 0 | 0 | 4.1998 | 5.3914 | 1.9482 | 0 | 1.9482 | 16.9777 | 73.7571 | 0 | 1.4627 | 1.4627 | 0.17426 | 1.4627 | 0 | 0.30063 | 1.7887 | 0 | 7.6273
2025-02-24 09:00 | 0.62167 | 34.3292 | -47.1969 | 39.2534 | 0.84802 | 2.6968 | 0.4586 | 0.4586 | 0.4586 | 588.0621 | 0 | 0 | 0 | 2.6968 | 0.48274 | 0.4586 | 0 | 0 | 2.8773 | 6.0061 | 2.2141 | 0 | 2.2141 | 18.9581 | 82.3605 | 0 | 2.4544 | 2.4544 | 0.29241 | 2.4544 | 0 | 0.50446 | 2.1575 | 0 | 8.703
2025-02-24 10:00 | 0.77485 | 42.4571 | -31.4399 | 25.2055 | 1.0343 | 3.2893 | 0.36501 | 0.36501 | 0.36501 | 901.1624 | 1.343 | 0 | 0 | 3.2893 | 0.38422 | 0.36501 | 0 | 0 | 1.5621 | 6.0061 | 1.5621 | 0 | 1.5621 | 20.3553 | 88.4305 | 0 | 1.9535 | 1.9535 | 0.23274 | 1.9535 | 0 | 0.40151 | 2.6315 | 0 | 9.2955
2025-02-24 11:00 | 0.76503 | 47.1902 | -11.6772 | 13.2053 | 1.0059 | 3.1988 | 0.46644 | 0.46644 | 0.46644 | 685.7943 | 1.8735 | 0 | 0 | 3.1988 | 0.49099 | 0.46644 | 0 | 0 | 0.83434 | 6.0061 | 0.83434 | 0 | 0.83434 | 21.1015 | 91.6725 | 0 | 2.4964 | 2.4964 | 0.29742 | 2.4964 | 0 | 0.51309 | 2.5591 | 0 | 9.205
2025-02-24 12:00 | 0.81292 | 47.3646 | 10.1289 | 12.5824 | 1.0733 | 3.4133 | 0.69622 | 0.69622 | 0.69622 | 490.2553 | 2.0798 | 0 | 0 | 3.4133 | 0.73286 | 0.69622 | 0 | 0 | 0.60054 | 6.0061 | 0.60054 | 0 | 0.60054 | 21.6387 | 94.006 | 0 | 3.7221 | 3.7221 | 0.44343 | 3.7221 | 0 | 0.76584 | 2.7306 | 0 | 9.4194
2025-02-24 13:00 | 0.75688 | 42.9293 | 30.1413 | 24.231 | 1.0082 | 3.2061 | 0.79988 | 0.79988 | 0.79988 | 400.8222 | 1.9319 | 0 | 0 | 3.2061 | 0.84198 | 0.79988 | 0 | 0 | 0.43226 | 6.0061 | 0.43226 | 0 | 0.43226 | 22.0253 | 95.6857 | 0 | 4.2762 | 4.2762 | 0.50945 | 4.2762 | 0 | 0.87987 | 2.5649 | 0 | 9.2122
2025-02-24 14:00 | 0.68357 | 35.0004 | 46.1919 | 38.2174 | 0.93283 | 2.9666 | 0.46648 | 0.46648 | 0.46648 | 635.9384 | 2.1644 | 0 | 0 | 2.9666 | 0.49104 | 0.46648 | 0 | 0 | 0.31113 | 6.0061 | 0.31113 | 0 | 0.31113 | 22.3036 | 96.8946 | 0 | 2.4939 | 2.4939 | 0.29711 | 2.4939 | 0 | 0.51313 | 2.3732 | 0 | 8.9727
2025-02-24 15:00 | 0.51528 | 24.8641 | 58.5898 | 52.7066 | 0.73903 | 2.3502 | 0.66057 | 0.66057 | 0.66057 | 355.7898 | 1.431 | 0 | 0 | 2.3502 | 0.69534 | 0.66057 | 0 | 0 | 0.22395 | 6.0061 | 0.22395 | 0 | 0.22395 | 22.5039 | 97.7648 | 0 | 3.5315 | 3.5315 | 0.42073 | 3.5315 | 0 | 0.72663 | 1.8802 | 0 | 8.3564
2025-02-24 16:00 | 0.28424 | 13.4256 | 68.4661 | 67.3665 | 0.4665 | 1.4836 | 0.81637 | 0.81637 | 0.81637 | 181.727 | 0.46303 | 0 | 0 | 1.4836 | 0.85933 | 0.81637 | 0 | 0 | 0.16119 | 6.0061 | 0.16119 | 0 | 0.16119 | 22.6481 | 98.3912 | 0 | 4.3644 | 4.3644 | 0.51995 | 4.3644 | 0 | 0.898 | 1.1868 | 0 | 7.4897
2025-02-24 17:00 | 0.040324 | 1.2355 | 76.8501 | 82.094 | 0.19021 | 0.60492 | 0.91009 | 0.91009 | 0.91009 | 66.468 | 0 | 0 | 0 | 0.60492 | 0.95798 | 0.91009 | 0 | 0 | 0.11602 | 6.0061 | 0 | 0.35307 | -0.35307 | 22.2533 | 96.6763 | 0 | 4.8654 | 4.8654 | 0.57965 | 4.8654 | 0 | 1.0011 | 0.48393 | 0 | 6.6111
2025-02-24 18:00 | 0 | 0 | 84.5591 | 90 | 0 | 0 | 0.63474 | 0.63474 | 0.63474 | 0 | 0 | 1.1102e-16 | 0 | 0 | 0.66815 | 0.63474 | 0 | 0 | 0.48346 | 6.0061 | 0 | 0.66815 | -0.66815 | 21.5063 | 93.431 | 0 | 3.3934 | 3.3934 | 0.40427 | 3.3934 | 0 | 0.69821 | 0 | 0 | 6.0061
2025-02-24 19:00 | 0 | 0 | 92.3406 | 90 | 0 | 0 | 0.53735 | 0.53735 | 0.53735 | 0 | 0 | 1.1102e-16 | 0 | 0 | 0.56563 | 0.53735 | 0 | 0 | 1.0505 | 6.0061 | 0 | 0.56563 | -0.56563 | 20.8739 | 90.6837 | 0 | 2.8727 | 2.8727 | 0.34224 | 2.8727 | 0 | 0.59108 | 0 | 0 | 6.0061
2025-02-24 20:00 | 0 | 0 | 101.1166 | 90 | 0 | 0 | 0.78191 | 0.78191 | 0.78191 | 0 | 0 | 1.1102e-16 | 0 | 0 | 0.82306 | 0.78191 | 0 | 0 | 1.4405 | 6.0061 | 0 | 0.82306 | -0.82306 | 19.9537 | 86.686 | 0 | 4.1801 | 4.1801 | 0.49801 | 4.1801 | 0 | 0.8601 | 0 | 0 | 6.0061
2025-02-24 21:00 | 0 | 0 | 112.4519 | 90 | 0 | 0 | 0.75136 | 0.75136 | 0.75136 | 0 | 0 | 1.1102e-16 | 0 | 0 | 0.79091 | 0.75136 | 0 | 0 | 2.0401 | 6.0061 | 0 | 0.79091 | -0.79091 | 19.0695 | 82.8444 | 0 | 4.0168 | 4.0168 | 0.47855 | 4.0168 | 0 | 0.8265 | 0 | 0 | 6.0061
2025-02-24 22:00 | 0 | 0 | 129.6316 | 90 | 0 | 0 | 0.4316 | 0.4316 | 0.4316 | 0 | 0 | 5.5511e-17 | 0 | 0 | 0.45431 | 0.4316 | 0 | 0 | 2.5619 | 6.0061 | 0 | 0.45431 | -0.45431 | 18.5615 | 80.6378 | 0 | 2.3074 | 2.3074 | 0.27489 | 2.3074 | 0 | 0.47476 | 0 | 0 | 6.0061
2025-02-24 23:00 | 0 | 0 | 158.8079 | 90 | 0 | 0 | 0.55378 | 0.55378 | 0.55378 | 0 | 0 | 0 | 0 | 0 | 0.58293 | 0.55378 | 0 | 0 | 2.7651 | 6.0061 | 0 | 0.58293 | -0.58293 | 17.9098 | 77.8064 | 0 | 2.9606 | 2.9606 | 0.35271 | 2.9606 | 0 | 0.60916 | 0 | 0 | 6.0061
2025-02-25 | 0 | 0 | -161.6908 | 90 | 0 | 0 | 0.46091 | 0.46091 | 0.46091 | 0 | 0 | 5.5511e-17 | 0 | 0 | 0.48517 | 0.46091 | 0 | 0 | 3.1286 | 6.0061 | 0 | 0.48517 | -0.48517 | 17.3673 | 75.4498 | 0 | 2.4668 | 2.4668 | 0.29389 | 2.4668 | 0 | 0.507 | 0 | 0 | 6.0061
2025-02-25 01:00 | 0 | 0 | -131.6859 | 90 | 0 | 0 | 0.35731 | 0.35731 | 0.35731 | 0 | 0 | 5.5511e-17 | 0 | 0 | 0.37611 | 0.35731 | 0 | 0 | 3.404 | 6.0061 | 0 | 0.37611 | -0.37611 | 16.9468 | 73.623 | 0 | 1.9123 | 1.9123 | 0.22783 | 1.9123 | 0 | 0.39304 | 0 | 0 | 6.0061
2025-02-25 02:00 | 0 | 0 | -113.8581 | 90 | 0 | 0 | 0.31922 | 0.31922 | 0.31922 | 0 | 0 | 5.5511e-17 | 0 | 0 | 0.33602 | 0.31922 | 0 | 0 | 3.5966 | 6.0061 | 0 | 0.33602 | -0.33602 | 16.5712 | 71.9909 | 0 | 1.7085 | 1.7085 | 0.20354 | 1.7085 | 0 | 0.35114 | 0 | 0 | 6.0061
2025-02-25 03:00 | 0 | 0 | -102.1919 | 90 | 0 | 0 | 0.35043 | 0.35043 | 0.35043 | 0 | 0 | 0 | 0 | 0 | 0.36887 | 0.35043 | 0 | 0 | 3.7766 | 6.0061 | 0 | 0.36887 | -0.36887 | 16.1588 | 70.1993 | 0 | 1.8755 | 1.8755 | 0.22344 | 1.8755 | 0 | 0.38547 | 0 | 0 | 6.0061
2025-02-25 04:00 | 0 | 0 | -93.2574 | 90 | 0 | 0 | 0.36441 | 0.36441 | 0.36441 | 0 | 0 | 5.5511e-17 | 0 | 0 | 0.38359 | 0.36441 | 0 | 0 | 4.0025 | 6.0061 | 0 | 0.38359 | -0.38359 | 15.7299 | 68.3361 | 0 | 1.9503 | 1.9503 | 0.23236 | 1.9503 | 0 | 0.40085 | 0 | 0 | 6.0061
2025-02-25 05:00 | 0 | 0 | -85.4145 | 90 | 0 | 0 | 0.3572 | 0.3572 | 0.3572 | 0 | 0 | 5.5511e-17 | 0 | 0 | 0.37601 | 0.3572 | 0 | 0 | 4.2437 | 5.8339 | 0 | 0.37601 | -0.37601 | 15.3095 | 66.5098 | 0 | 1.9118 | 1.9118 | 0.22776 | 1.9118 | 0 | 0.39293 | 0 | 0 | 5.8339
2025-02-25 06:00 | 0.032957 | 0.55368 | -77.7117 | 83.1222 | 0.15464 | 0.49178 | 0.33062 | 0.33062 | 0.33062 | 148.747 | 0 | 0 | 0 | 0.49178 | 0.34802 | 0.33062 | 0 | 0 | 4.4768 | 5.4579 | 0.14377 | 0 | 0.14377 | 15.4381 | 67.0684 | 0 | 1.7695 | 1.7695 | 0.21081 | 1.7695 | 0 | 0.36368 | 0.39343 | 0 | 5.9497
2025-02-25 07:00 | 0.21807 | 12.8013 | -69.3943 | 68.3739 | 0.34953 | 1.1116 | 0.28297 | 0.28297 | 0.28297 | 392.8267 | 0 | 0 | 0 | 1.1116 | 0.29786 | 0.28297 | 0 | 0 | 4.27 | 5.5729 | 0.81371 | 0 | 0.81371 | 16.1659 | 70.2303 | 0 | 1.5145 | 1.5145 | 0.18043 | 1.5145 | 0 | 0.31126 | 0.88926 | 0 | 6.6845
2025-02-25 08:00 | 0.47306 | 24.336 | -59.6494 | 53.6846 | 0.67495 | 2.1464 | 0.32691 | 0.32691 | 0.32691 | 656.5787 | 0 | 0 | 0 | 2.1464 | 0.34412 | 0.32691 | 0 | 0 | 3.6585 | 6.0061 | 1.8023 | 0 | 1.8023 | 17.7779 | 77.2336 | 0 | 1.7497 | 1.7497 | 0.20845 | 1.7497 | 0 | 0.35961 | 1.7172 | 0 | 8.1526
2025-02-25 09:00 | 0.65026 | 34.6267 | -47.4502 | 39.1448 | 0.88306 | 2.8083 | 0.45304 | 0.45304 | 0.45304 | 619.8789 | 0 | 0 | 0 | 2.8083 | 0.47688 | 0.45304 | 0 | 0 | 2.4536 | 6.0061 | 2.3314 | 0 | 2.3314 | 19.8632 | 86.2928 | 0 | 2.4247 | 2.4247 | 0.28887 | 2.4247 | 0 | 0.49834 | 2.2466 | 0 | 8.8144
2025-02-25 10:00 | 0.76782 | 42.7931 | -31.6286 | 25.0386 | 1.0196 | 3.2424 | 0.18111 | 0.18111 | 0.18111 | 1790.243 | 2.0098 | 0 | 0 | 3.2424 | 0.19065 | 0.18111 | 0 | 0 | 1.042 | 6.0061 | 1.042 | 0 | 1.042 | 20.7952 | 90.3415 | 0 | 0.96933 | 0.96933 | 0.11548 | 0.96933 | 0 | 0.19922 | 2.5939 | 0 | 9.2485
2025-02-25 11:00 | 0.80893 | 47.5519 | -11.73 | 12.903 | 1.0635 | 3.382 | 0.35909 | 0.35909 | 0.35909 | 941.8099 | 2.3075 | 0 | 0 | 3.382 | 0.37799 | 0.35909 | 0 | 0 | 0.69653 | 6.0061 | 0.69653 | 0 | 0.69653 | 21.4182 | 93.048 | 0 | 1.9219 | 1.9219 | 0.22897 | 1.9219 | 0 | 0.395 | 2.7056 | 0 | 9.3881
2025-02-25 12:00 | 0.88613 | 47.7184 | 10.2526 | 12.299 | 1.1679 | 3.7142 | 0.68789 | 0.68789 | 0.68789 | 539.95 | 2.4888 | 0 | 0 | 3.7142 | 0.72409 | 0.68789 | 0 | 0 | 0.50135 | 6.0061 | 0.50135 | 0 | 0.50135 | 21.8666 | 94.9961 | 0 | 3.6775 | 3.6775 | 0.43812 | 3.6775 | 0 | 0.75668 | 2.9714 | 0 | 9.7204
2025-02-25 13:00 | 0.76017 | 43.243 | 30.3927 | 24.1097 | 1.0078 | 3.205 | 0.61497 | 0.61497 | 0.61497 | 521.1686 | 2.1968 | 0 | 0 | 3.205 | 0.64734 | 0.61497 | 0 | 0 | 0.36086 | 6.0061 | 0.36086 | 0 | 0.36086 | 22.1894 | 96.3983 | 0 | 3.2877 | 3.2877 | 0.39168 | 3.2877 | 0 | 0.67647 | 2.564 | 0 | 9.2112
2025-02-25 14:00 | 0.61143 | 35.2652 | 46.4964 | 38.161 | 0.82528 | 2.6245 | 0.62544 | 0.62544 | 0.62544 | 419.6283 | 1.7064 | 0 | 0 | 2.6245 | 0.65836 | 0.62544 | 0 | 0 | 0.25974 | 6.0061 | 0.25974 | 0 | 0.25974 | 22.4217 | 97.4076 | 0 | 3.3437 | 3.3437 | 0.39835 | 3.3437 | 0 | 0.68799 | 2.0996 | 0 | 8.6307
2025-02-25 15:00 | 0.48075 | 25.0868 | 58.9067 | 52.6843 | 0.68222 | 2.1696 | 0.61894 | 0.61894 | 0.61894 | 350.5287 | 1.3311 | 0 | 0 | 2.1696 | 0.65152 | 0.61894 | 0 | 0 | 0.18695 | 6.0061 | 0.18695 | 0 | 0.18695 | 22.5889 | 98.134 | 0 | 3.3089 | 3.3089 | 0.39421 | 3.3089 | 0 | 0.68084 | 1.7357 | 0 | 8.1757
2025-02-25 16:00 | 0.23398 | 13.6172 | 68.7838 | 67.3671 | 0.37014 | 1.1771 | 0.92072 | 0.92072 | 0.92072 | 127.8468 | 0.073368 | 0 | 0 | 1.1771 | 0.96918 | 0.92072 | 0 | 0 | 0.13457 | 6.0061 | 0.13457 | 0 | 0.13457 | 22.7092 | 98.6569 | 0 | 4.9223 | 4.9223 | 0.58642 | 4.9223 | 0 | 1.0128 | 0.94169 | 0 | 7.1833
2025-02-25 17:00 | 0.037512 | 1.4062 | 77.1711 | 82.1131 | 0.16267 | 0.51732 | 0.50434 | 0.50434 | 0.50434 | 102.5737 | 0 | 0 | 0 | 0.51732 | 0.53088 | 0.50434 | 0 | 0 | 0.096858 | 6.0061 | 0 | 0.013564 | -0.013564 | 22.6941 | 98.591 | 0 | 2.6962 | 2.6962 | 0.32122 | 2.6962 | 0 | 0.55477 | 0.41386 | 0 | 6.5235
2025-02-25 18:00 | 0 | 0 | 84.8923 | 90 | 0 | 0 | 0.60675 | 0.60675 | 0.60675 | 0 | 0 | 1.1102e-16 | 0 | 0 | 0.63868 | 0.60675 | 0 | 0 | 0.15139 | 6.0061 | 0 | 0.63868 | -0.63868 | 21.98 | 95.4889 | 0 | 3.2437 | 3.2437 | 0.38644 | 3.2437 | 0 | 0.66742 | 0 | 0 | 6.0061
2025-02-25 19:00 | 0 | 0 | 92.6994 | 90 | 0 | 0 | 0.79084 | 0.79084 | 0.79084 | 0 | 0 | 1.1102e-16 | 0 | 0 | 0.83247 | 0.79084 | 0 | 0 | 0.73386 | 6.0061 | 0 | 0.83247 | -0.83247 | 21.0493 | 91.4455 | 0 | 4.2279 | 4.2279 | 0.5037 | 4.2279 | 0 | 0.86993 | 0 | 0 | 6.0061
2025-02-25 20:00 | 0 | 0 | 101.5191 | 90 | 0 | 0 | 0.57511 | 0.57511 | 0.57511 | 0 | 0 | 1.1102e-16 | 0 | 0 | 0.60538 | 0.57511 | 0 | 0 | 1.3916 | 6.0061 | 0 | 0.60538 | -0.60538 | 20.3725 | 88.5051 | 0 | 3.0746 | 3.0746 | 0.36629 | 3.0746 | 0 | 0.63262 | 0 | 0 | 6.0061
2025-02-25 21:00 | 0 | 0 | 112.9185 | 90 | 0 | 0 | 0.83936 | 0.83936 | 0.83936 | 0 | 0 | 1.1102e-16 | 0 | 0 | 0.88353 | 0.83936 | 0 | 0 | 1.7705 | 6.0061 | 0 | 0.88353 | -0.88353 | 19.3846 | 84.2137 | 0 | 4.4873 | 4.4873 | 0.5346 | 4.4873 | 0 | 0.92329 | 0 | 0 | 6.0061
2025-02-25 22:00 | 0 | 0 | 130.1537 | 90 | 0 | 0 | 0.70032 | 0.70032 | 0.70032 | 0 | 0 | 1.1102e-16 | 0 | 0 | 0.73718 | 0.70032 | 0 | 0 | 2.3958 | 6.0061 | 0 | 0.73718 | -0.73718 | 18.5604 | 80.6331 | 0 | 3.744 | 3.744 | 0.44604 | 3.744 | 0 | 0.77035 | 0 | 0 | 6.0061
2025-02-25 23:00 | 0 | 0 | 159.1717 | 90 | 0 | 0 | 0.98062 | 0.98062 | 0.98062 | 0 | 0 | 1.1102e-16 | 0 | 0 | 1.0322 | 0.98062 | 0 | 0 | 2.8475 | 6.0061 | 0 | 1.0322 | -1.0322 | 17.4064 | 75.6194 | 0 | 5.2425 | 5.2425 | 0.62457 | 5.2425 | 0 | 1.0787 | 0 | 0 | 6.0061
2025-02-26 | 0 | 0 | -161.8701 | 90 | 0 | 0 | 0.46602 | 0.46602 | 0.46602 | 0 | 0 | 5.5511e-17 | 0 | 0 | 0.49055 | 0.46602 | 0 | 0 | 3.5679 | 6.0061 | 0 | 0.49055 | -0.49055 | 16.8579 | 73.2367 | 0 | 2.4942 | 2.4942 | 0.29715 | 2.4942 | 0 | 0.51262 | 0 | 0 | 6.0061
2025-02-26 01:00 | 0 | 0 | -132.1123 | 90 | 0 | 0 | 0.45672 | 0.45672 | 0.45672 | 0 | 0 | 5.5511e-17 | 0 | 0 | 0.48076 | 0.45672 | 0 | 0 | 3.7587 | 6.0061 | 0 | 0.48076 | -0.48076 | 16.3204 | 70.9016 | 0 | 2.4444 | 2.4444 | 0.29122 | 2.4444 | 0 | 0.50239 | 0 | 0 | 6.0061
2025-02-26 02:00 | 0 | 0 | -114.2731 | 90 | 0 | 0 | 0.41084 | 0.41084 | 0.41084 | 0 | 0 | 5.5511e-17 | 0 | 0 | 0.43246 | 0.41084 | 0 | 0 | 4.0052 | 6.0061 | 0 | 0.43246 | -0.43246 | 15.8369 | 68.8011 | 0 | 2.1988 | 2.1988 | 0.26196 | 2.1988 | 0 | 0.45192 | 0 | 0 | 6.0061
2025-02-26 03:00 | 0 | 0 | -102.5594 | 90 | 0 | 0 | 0.4727 | 0.4727 | 0.4727 | 0 | 0 | 5.5511e-17 | 0 | 0 | 0.49758 | 0.4727 | 0 | 0 | 4.2381 | 5.9297 | 0 | 0.49758 | -0.49758 | 15.2806 | 66.3843 | 0 | 2.5299 | 2.5299 | 0.3014 | 2.5299 | 0 | 0.51997 | 0 | 0 | 5.9297
2025-02-26 04:00 | 0 | 0 | -93.5874 | 90 | 0 | 0 | 0.30386 | 0.30386 | 0.30386 | 0 | 0 | 5.5511e-17 | 0 | 0 | 0.31985 | 0.30386 | 0 | 0 | 4.5498 | 5.4321 | 0 | 0.31985 | -0.31985 | 14.923 | 64.8308 | 0 | 1.6263 | 1.6263 | 0.19375 | 1.6263 | 0 | 0.33424 | 0 | 0 | 5.4321
2025-02-26 05:00 | 0 | 0 | -85.7204 | 90 | 0 | 0 | 0.42987 | 0.42987 | 0.42987 | 0 | 0 | 0 | 0 | 0 | 0.4525 | 0.42987 | 0 | 0 | 4.701 | 5.1122 | 0 | 0.4525 | -0.4525 | 14.4171 | 62.6329 | 0 | 2.3007 | 2.3007 | 0.2741 | 2.3007 | 0 | 0.47286 | 0 | 0 | 5.1122
2025-02-26 06:00 | 0.028645 | 0.77512 | -78.0041 | 83.0834 | 0.10982 | 0.34925 | 0.3418 | 0.3418 | 0.3418 | 102.1809 | 0 | 5.5511e-17 | 0 | 0.34925 | 0.35979 | 0.3418 | 0 | 0 | 4.9982 | 4.6597 | 0 | 0.010535 | -0.010535 | 14.4053 | 62.5818 | 0 | 1.8293 | 1.8293 | 0.21794 | 1.8293 | 0 | 0.37598 | 0.2794 | 0 | 5.009
2025-02-26 07:00 | 0.20102 | 13.0407 | -69.6794 | 68.3174 | 0.30369 | 0.96577 | 0.22636 | 0.22636 | 0.22636 | 426.6578 | 0 | 0 | 0 | 0.96577 | 0.23827 | 0.22636 | 0 | 0 | 4.8902 | 4.6492 | 0.7275 | 0 | 0.7275 | 15.056 | 65.4086 | 0 | 1.2115 | 1.2115 | 0.14433 | 1.2115 | 0 | 0.24899 | 0.77262 | 0 | 5.615
2025-02-26 08:00 | 0.33659 | 24.602 | -59.9267 | 53.6065 | 0.43032 | 1.3685 | 0.40479 | 0.40479 | 0.40479 | 338.0753 | 0 | 0 | 0 | 1.3685 | 0.4261 | 0.40479 | 0 | 0 | 4.3152 | 5.2312 | 0.9424 | 0 | 0.9424 | 15.8989 | 69.0705 | 0 | 2.1665 | 2.1665 | 0.25811 | 2.1665 | 0 | 0.44527 | 1.0948 | 0 | 6.5997
2025-02-26 09:00 | 0.59484 | 34.9278 | -47.705 | 39.0355 | 0.79816 | 2.5383 | 0.35538 | 0.35538 | 0.35538 | 714.2572 | 0 | 0 | 0 | 2.5383 | 0.37408 | 0.35538 | 0 | 0 | 3.7056 | 5.9851 | 2.1642 | 0 | 2.1642 | 17.8347 | 77.48 | 0 | 1.902 | 1.902 | 0.2266 | 1.902 | 0 | 0.39091 | 2.0306 | 0 | 8.5234
2025-02-26 10:00 | 0.5753 | 43.1326 | -31.8178 | 24.8719 | 0.71021 | 2.2586 | 0.33415 | 0.33415 | 0.33415 | 675.9236 | 0 | 0 | 0 | 2.2586 | 0.35173 | 0.33415 | 0 | 0 | 2.2982 | 6.0061 | 1.9068 | 0 | 1.9068 | 19.5402 | 84.8895 | 0 | 1.7884 | 1.7884 | 0.21306 | 1.7884 | 0 | 0.36756 | 1.8069 | 0 | 8.2647
2025-02-26 11:00 | 0.6938 | 47.917 | -11.7803 | 12.5997 | 0.88364 | 2.8101 | 0.28445 | 0.28445 | 0.28445 | 987.9101 | 1.2498 | 0 | 0 | 2.8101 | 0.29942 | 0.28445 | 0 | 0 | 1.2609 | 6.0061 | 1.2609 | 0 | 1.2609 | 20.668 | 89.7888 | 0 | 1.5224 | 1.5224 | 0.18137 | 1.5224 | 0 | 0.3129 | 2.2481 | 0 | 8.8163
2025-02-26 12:00 | 0.63926 | 48.0746 | 10.3828 | 12.0191 | 0.79014 | 2.5128 | 0.65608 | 0.65608 | 0.65608 | 382.9977 | 1.0858 | 0 | 0 | 2.5128 | 0.69061 | 0.65608 | 0 | 0 | 0.73639 | 6.0061 | 0.73639 | 0 | 0.73639 | 21.3266 | 92.6502 | 0 | 3.5075 | 3.5075 | 0.41787 | 3.5075 | 0 | 0.72169 | 2.0102 | 0 | 8.5189
2025-02-26 13:00 | 0.56177 | 43.5577 | 30.6521 | 23.9945 | 0.68345 | 2.1735 | 1.046 | 1.046 | 1.046 | 207.7818 | 0.54235 | 0 | 0 | 2.1735 | 1.1011 | 1.046 | 0 | 0 | 0.53004 | 6.0061 | 0.53004 | 0 | 0.53004 | 21.8007 | 94.7098 | 0 | 5.5922 | 5.5922 | 0.66624 | 5.5922 | 0 | 1.1506 | 1.7388 | 0 | 8.1796
2025-02-26 14:00 | 0.47572 | 35.5297 | 46.8079 | 38.1096 | 0.58901 | 1.8732 | 0.67537 | 0.67537 | 0.67537 | 277.3524 | 0.78073 | 0 | 0 | 1.8732 | 0.71092 | 0.67537 | 0 | 0 | 0.38151 | 6.0061 | 0.38151 | 0 | 0.38151 | 22.1419 | 96.1922 | 0 | 3.6106 | 3.6106 | 0.43015 | 3.6106 | 0 | 0.74291 | 1.4985 | 0 | 7.8793
2025-02-26 15:00 | 0.30794 | 25.3088 | 59.2293 | 52.6661 | 0.36791 | 1.17 | 0.53991 | 0.53991 | 0.53991 | 216.7081 | 0.3271 | 0 | 0 | 1.17 | 0.56833 | 0.53991 | 0 | 0 | 0.2746 | 6.0061 | 0.2746 | 0 | 0.2746 | 22.3875 | 97.2592 | 0 | 2.8864 | 2.8864 | 0.34388 | 2.8864 | 0 | 0.5939 | 0.93602 | 0 | 7.1762
2025-02-26 16:00 | 0.15024 | 13.8079 | 69.1063 | 67.3714 | 0.17682 | 0.56231 | 0.82271 | 0.82271 | 0.82271 | 68.349 | 0 | 1.1102e-16 | 0 | 0.56231 | 0.86601 | 0.82271 | 0 | 0 | 0.19765 | 6.0061 | 0 | 0.30369 | -0.30369 | 22.048 | 95.7841 | 0 | 4.3983 | 4.3983 | 0.52399 | 4.3983 | 0 | 0.90498 | 0.44985 | 0 | 6.5685
2025-02-26 17:00 | 0.018297 | 1.5761 | 77.4962 | 82.1353 | 0.022849 | 0.072664 | 0.66407 | 0.66407 | 0.66407 | 10.9421 | 0 | 1.1102e-16 | 0 | 0.072664 | 0.69902 | 0.66407 | 0 | 0 | 0.55651 | 6.0061 | 0 | 0.62636 | -0.62636 | 21.3477 | 92.7418 | 0 | 3.5502 | 3.5502 | 0.42296 | 3.5502 | 0 | 0.73048 | 0.058131 | 0 | 6.0788
2025-02-26 18:00 | 0 | 0 | 85.2293 | 90 | 0 | 0 | 0.73618 | 0.73618 | 0.73618 | 0 | 0 | 1.1102e-16 | 0 | 0 | 0.77492 | 0.73618 | 0 | 0 | 1.1093 | 6.0061 | 0 | 0.77492 | -0.77492 | 20.4813 | 88.9779 | 0 | 3.9357 | 3.9357 | 0.46888 | 3.9357 | 0 | 0.80979 | 0 | 0 | 6.0061
2025-02-26 19:00 | 0 | 0 | 93.0617 | 90 | 0 | 0 | 0.75287 | 0.75287 | 0.75287 | 0 | 0 | 0 | 0 | 0 | 0.7925 | 0.75287 | 0 | 0 | 1.7037 | 6.0061 | 0 | 0.7925 | -0.7925 | 19.5953 | 85.1287 | 0 | 4.0249 | 4.0249 | 0.47952 | 4.0249 | 0 | 0.82816 | 0 | 0 | 6.0061
2025-02-26 20:00 | 0 | 0 | 101.9248 | 90 | 0 | 0 | 0.66826 | 0.66826 | 0.66826 | 0 | 0 | 1.1102e-16 | 0 | 0 | 0.70343 | 0.66826 | 0 | 0 | 2.2508 | 6.0061 | 0 | 0.70343 | -0.70343 | 18.8088 | 81.712 | 0 | 3.5726 | 3.5726 | 0.42562 | 3.5726 | 0 | 0.73509 | 0 | 0 | 6.0061
2025-02-26 21:00 | 0 | 0 | 113.3877 | 90 | 0 | 0 | 0.89552 | 0.89552 | 0.89552 | 0 | 0 | 0 | 0 | 0 | 0.94266 | 0.89552 | 0 | 0 | 2.6878 | 6.0061 | 0 | 0.94266 | -0.94266 | 17.7549 | 77.1334 | 0 | 4.7876 | 4.7876 | 0.57037 | 4.7876 | 0 | 0.98508 | 0 | 0 | 6.0061
2025-02-26 22:00 | 0 | 0 | 130.676 | 90 | 0 | 0 | 0.81227 | 0.81227 | 0.81227 | 0 | 0 | 1.1102e-16 | 0 | 0 | 0.85503 | 0.81227 | 0 | 0 | 3.3399 | 6.0061 | 0 | 0.85503 | -0.85503 | 16.7989 | 72.9804 | 0 | 4.3425 | 4.3425 | 0.51735 | 4.3425 | 0 | 0.8935 | 0 | 0 | 6.0061
2025-02-26 23:00 | 0 | 0 | 159.5346 | 90 | 0 | 0 | 0.71322 | 0.71322 | 0.71322 | 0 | 0 | 1.1102e-16 | 0 | 0 | 0.75076 | 0.71322 | 0 | 0 | 3.8767 | 6.0061 | 0 | 0.75076 | -0.75076 | 15.9596 | 69.3339 | 0 | 3.813 | 3.813 | 0.45426 | 3.813 | 0 | 0.78455 | 0 | 0 | 6.0061
2025-02-27 | 0 | 0 | -162.0392 | 90 | 0 | 0 | 0.29923 | 0.29923 | 0.29923 | 0 | 0 | 5.5511e-17 | 0 | 0 | 0.31498 | 0.29923 | 0 | 0 | 4.3175 | 6.0061 | 0 | 0.31498 | -0.31498 | 15.6074 | 67.804 | 0 | 1.6015 | 1.6015 | 0.1908 | 1.6015 | 0 | 0.32916 | 0 | 0 | 6.0061
2025-02-27 01:00 | 0 | 0 | -132.5304 | 90 | 0 | 0 | 0.36193 | 0.36193 | 0.36193 | 0 | 0 | 0 | 0 | 0 | 0.38098 | 0.36193 | 0 | 0 | 4.3823 | 5.7244 | 0 | 0.38098 | -0.38098 | 15.1814 | 65.9535 | 0 | 1.9371 | 1.9371 | 0.23077 | 1.9371 | 0 | 0.39812 | 0 | 0 | 5.7244
2025-02-27 02:00 | 0 | 0 | -114.6848 | 90 | 0 | 0 | 0.27825 | 0.27825 | 0.27825 | 0 | 0 | 0 | 0 | 0 | 0.2929 | 0.27825 | 0 | 0 | 4.5802 | 5.3434 | 0 | 0.2929 | -0.2929 | 14.854 | 64.5309 | 0 | 1.4892 | 1.4892 | 0.17742 | 1.4892 | 0 | 0.30608 | 0 | 0 | 5.3434
2025-02-27 03:00 | 0 | 0 | -102.9259 | 90 | 0 | 0 | 0.47238 | 0.47238 | 0.47238 | 0 | 0 | 5.5511e-17 | 0 | 0 | 0.49724 | 0.47238 | 0 | 0 | 4.7212 | 5.0505 | 0 | 0.49724 | -0.49724 | 14.298 | 62.1157 | 0 | 2.5282 | 2.5282 | 0.3012 | 2.5282 | 0 | 0.51961 | 0 | 0 | 5.0505
2025-02-27 04:00 | 0 | 0 | -93.9174 | 90 | 0 | 0 | 0.27581 | 0.27581 | 0.27581 | 0 | 0 | 0 | 0 | 0 | 0.29033 | 0.27581 | 0 | 0 | 5.0688 | 4.5532 | 0 | 0.29033 | -0.29033 | 13.9734 | 60.7056 | 0 | 1.4762 | 1.4762 | 0.17586 | 1.4762 | 0 | 0.30339 | 0 | 0 | 4.5532
2025-02-27 05:00 | 0 | 0 | -86.027 | 90 | 0 | 0 | 0.42268 | 0.42268 | 0.42268 | 0 | 0 | 5.5511e-17 | 0 | 0 | 0.44492 | 0.42268 | 0 | 0 | 5.143 | 4.2629 | 0 | 0.44492 | -0.44492 | 13.476 | 58.5445 | 0 | 2.2622 | 2.2622 | 0.26951 | 2.2622 | 0 | 0.46494 | 0 | 0 | 4.2629
2025-02-27 06:00 | 0.039908 | 1.0004 | -78.2974 | 83.042 | 0.19091 | 0.60711 | 0.25939 | 0.25939 | 0.25939 | 234.0535 | 0 | 0 | 0 | 0.60711 | 0.27304 | 0.25939 | 0 | 0 | 5.143 | 3.818 | 0.33407 | 0 | 0.33407 | 13.7748 | 59.8426 | 0 | 1.3883 | 1.3883 | 0.16539 | 1.3883 | 0 | 0.28533 | 0.48569 | 0 | 4.4251
2025-02-27 07:00 | 0.23226 | 13.2837 | -69.9657 | 68.2588 | 0.36453 | 1.1593 | 0.28099 | 0.28099 | 0.28099 | 412.5721 | 0 | 0 | 0 | 1.1593 | 0.29577 | 0.28099 | 0 | 0 | 5.143 | 4.0853 | 0.8635 | 0 | 0.8635 | 14.5472 | 63.1979 | 0 | 1.5039 | 1.5039 | 0.17916 | 1.5039 | 0 | 0.30908 | 0.92742 | 0 | 5.2445
2025-02-27 08:00 | 0.47099 | 24.8715 | -60.2055 | 53.527 | 0.66077 | 2.1014 | 0.3803 | 0.3803 | 0.3803 | 552.5565 | 0 | 0 | 0 | 2.1014 | 0.40031 | 0.3803 | 0 | 0 | 4.5332 | 4.7761 | 1.701 | 0 | 1.701 | 16.0686 | 69.8077 | 0 | 2.0354 | 2.0354 | 0.24249 | 2.0354 | 0 | 0.41833 | 1.6811 | 0 | 6.8774
2025-02-27 09:00 | 0.691 | 35.2324 | -47.9614 | 38.9254 | 0.9292 | 2.955 | 0.28132 | 0.28132 | 0.28132 | 1050.394 | 0 | 0 | 0 | 2.955 | 0.29613 | 0.28132 | 0 | 0 | 3.416 | 6.0061 | 2.6589 | 0 | 2.6589 | 18.4468 | 80.1393 | 0 | 1.5057 | 1.5057 | 0.17938 | 1.5057 | 0 | 0.30946 | 2.364 | 0 | 8.9612
2025-02-27 10:00 | 0.77386 | 43.4757 | -32.0075 | 24.7055 | 1.0177 | 3.2364 | 0.38697 | 0.38697 | 0.38697 | 836.3536 | 1.0657 | 0 | 0 | 3.2364 | 0.40734 | 0.38697 | 0 | 0 | 1.7634 | 6.0061 | 1.7634 | 0 | 1.7634 | 20.024 | 86.9914 | 0 | 2.0711 | 2.0711 | 0.24674 | 2.0711 | 0 | 0.42567 | 2.5892 | 0 | 9.2426
2025-02-27 11:00 | 0.87354 | 48.2855 | -11.8278 | 12.2958 | 1.1408 | 3.6278 | 0.3085 | 0.3085 | 0.3085 | 1175.934 | 2.3649 | 0 | 0 | 3.6278 | 0.32474 | 0.3085 | 0 | 0 | 0.93812 | 6.0061 | 0.93812 | 0 | 0.93812 | 20.8631 | 90.6367 | 0 | 1.6511 | 1.6511 | 0.19671 | 1.6511 | 0 | 0.33935 | 2.9022 | 0 | 9.6339
2025-02-27 12:00 | 0.88591 | 48.433 | 10.5196 | 11.7432 | 1.1571 | 3.6798 | 0.36798 | 0.36798 | 0.36798 | 1000 | 2.6172 | 0 | 0 | 3.6798 | 0.38735 | 0.36798 | 0 | 0 | 0.67524 | 6.0061 | 0.67524 | 0 | 0.67524 | 21.4671 | 93.2605 | 0 | 1.9672 | 1.9672 | 0.23437 | 1.9672 | 0 | 0.40478 | 2.9438 | 0 | 9.6859
2025-02-27 13:00 | 0.81812 | 43.873 | 30.9193 | 23.8855 | 1.0768 | 3.4244 | 0.78423 | 0.78423 | 0.78423 | 436.6541 | 2.1128 | 0 | 0 | 3.4244 | 0.8255 | 0.78423 | 0 | 0 | 0.48603 | 6.0061 | 0.48603 | 0 | 0.48603 | 21.9018 | 95.149 | 0 | 4.1925 | 4.1925 | 0.49948 | 4.1925 | 0 | 0.86265 | 2.7395 | 0 | 9.4305
2025-02-27 14:00 | 0.60566 | 35.794 | 47.1265 | 38.0631 | 0.80645 | 2.5646 | 0.77383 | 0.77383 | 0.77383 | 331.4225 | 1.4003 | 0 | 0 | 2.5646 | 0.81455 | 0.77383 | 0 | 0 | 0.34983 | 6.0061 | 0.34983 | 0 | 0.34983 | 22.2147 | 96.5084 | 0 | 4.1369 | 4.1369 | 0.49286 | 4.1369 | 0 | 0.85121 | 2.0517 | 0 | 8.5708
2025-02-27 15:00 | 0.48217 | 25.5299 | 59.5575 | 52.6522 | 0.6738 | 2.1428 | 0.78216 | 0.78216 | 0.78216 | 273.9608 | 1.0677 | 0 | 0 | 2.1428 | 0.82332 | 0.78216 | 0 | 0 | 0.2518 | 6.0061 | 0.2518 | 0 | 0.2518 | 22.4399 | 97.4868 | 0 | 4.1815 | 4.1815 | 0.49817 | 4.1815 | 0 | 0.86037 | 1.7142 | 0 | 8.149
2025-02-27 16:00 | 0.2417 | 13.9976 | 69.4333 | 67.3792 | 0.37336 | 1.1873 | 0.87449 | 0.87449 | 0.87449 | 135.7748 | 0.08558 | 0 | 0 | 1.1873 | 0.92051 | 0.87449 | 0 | 0 | 0.18124 | 6.0061 | 0.18124 | 0 | 0.18124 | 22.602 | 98.1911 | 0 | 4.6751 | 4.6751 | 0.55697 | 4.6751 | 0 | 0.96194 | 0.94987 | 0 | 7.1935
2025-02-27 17:00 | 0.048858 | 1.7452 | 77.8253 | 82.1606 | 0.2099 | 0.66752 | 0.85664 | 0.85664 | 0.85664 | 77.923 | 0 | 0 | 0 | 0.66752 | 0.90173 | 0.85664 | 0 | 0 | 0.13045 | 6.0061 | 0 | 0.23421 | -0.23421 | 22.3402 | 97.0535 | 0 | 4.5797 | 4.5797 | 0.5456 | 4.5797 | 0 | 0.9423 | 0.53402 | 0 | 6.6737
2025-02-27 18:00 | 0 | 0 | 85.5698 | 90 | 0 | 0 | 0.52643 | 0.52643 | 0.52643 | 0 | 0 | 0 | 0 | 0 | 0.55414 | 0.52643 | 0 | 0 | 0.39759 | 6.0061 | 0 | 0.55414 | -0.55414 | 21.7206 | 94.362 | 0 | 2.8143 | 2.8143 | 0.33529 | 2.8143 | 0 | 0.57907 | 0 | 0 | 6.0061
2025-02-27 19:00 | 0 | 0 | 93.4274 | 90 | 0 | 0 | 0.73259 | 0.73259 | 0.73259 | 0 | 0 | 0 | 0 | 0 | 0.77115 | 0.73259 | 0 | 0 | 0.88342 | 6.0061 | 0 | 0.77115 | -0.77115 | 20.8584 | 90.6164 | 0 | 3.9165 | 3.9165 | 0.4666 | 3.9165 | 0 | 0.80585 | 0 | 0 | 6.0061
2025-02-27 20:00 | 0 | 0 | 102.3337 | 90 | 0 | 0 | 0.6119 | 0.6119 | 0.6119 | 0 | 0 | 1.1102e-16 | 0 | 0 | 0.64411 | 0.6119 | 0 | 0 | 1.4847 | 6.0061 | 0 | 0.64411 | -0.64411 | 20.1383 | 87.4879 | 0 | 3.2713 | 3.2713 | 0.38973 | 3.2713 | 0 | 0.67309 | 0 | 0 | 6.0061
2025-02-27 21:00 | 0 | 0 | 113.8592 | 90 | 0 | 0 | 0.75428 | 0.75428 | 0.75428 | 0 | 0 | 1.1102e-16 | 0 | 0 | 0.79398 | 0.75428 | 0 | 0 | 1.9038 | 6.0061 | 0 | 0.79398 | -0.79398 | 19.2506 | 83.6314 | 0 | 4.0325 | 4.0325 | 0.48041 | 4.0325 | 0 | 0.82971 | 0 | 0 | 6.0061
2025-02-27 22:00 | 0 | 0 | 131.1983 | 90 | 0 | 0 | 0.87662 | 0.87662 | 0.87662 | 0 | 0 | 1.1102e-16 | 0 | 0 | 0.92276 | 0.87662 | 0 | 0 | 2.4471 | 6.0061 | 0 | 0.92276 | -0.92276 | 18.2189 | 79.1494 | 0 | 4.6865 | 4.6865 | 0.55833 | 4.6865 | 0 | 0.96428 | 0 | 0 | 6.0061
2025-02-27 23:00 | 0 | 0 | 159.8964 | 90 | 0 | 0 | 0.55861 | 0.55861 | 0.55861 | 0 | 0 | 0 | 0 | 0 | 0.58801 | 0.55861 | 0 | 0 | 3.0784 | 6.0061 | 0 | 0.58801 | -0.58801 | 17.5615 | 76.2934 | 0 | 2.9864 | 2.9864 | 0.35579 | 2.9864 | 0 | 0.61447 | 0 | 0 | 6.0061
2025-02-28 | 0 | 0 | -162.1987 | 90 | 0 | 0 | 0.43083 | 0.43083 | 0.43083 | 0 | 0 | 0 | 0 | 0 | 0.45351 | 0.43083 | 0 | 0 | 3.3775 | 6.0061 | 0 | 0.45351 | -0.45351 | 17.0545 | 74.0906 | 0 | 2.3058 | 2.3058 | 0.27471 | 2.3058 | 0 | 0.47392 | 0 | 0 | 6.0061
2025-02-28 01:00 | 0 | 0 | -132.9403 | 90 | 0 | 0 | 0.45961 | 0.45961 | 0.45961 | 0 | 0 | 5.5511e-17 | 0 | 0 | 0.4838 | 0.45961 | 0 | 0 | 3.5936 | 6.0061 | 0 | 0.4838 | -0.4838 | 16.5136 | 71.7408 | 0 | 2.4598 | 2.4598 | 0.29306 | 2.4598 | 0 | 0.50557 | 0 | 0 | 6.0061
2025-02-28 02:00 | 0 | 0 | -115.093 | 90 | 0 | 0 | 0.34692 | 0.34692 | 0.34692 | 0 | 0 | 5.5511e-17 | 0 | 0 | 0.36518 | 0.34692 | 0 | 0 | 3.8741 | 6.0061 | 0 | 0.36518 | -0.36518 | 16.1053 | 69.9671 | 0 | 1.8567 | 1.8567 | 0.2212 | 1.8567 | 0 | 0.38161 | 0 | 0 | 6.0061
2025-02-28 03:00 | 0 | 0 | -103.2913 | 90 | 0 | 0 | 0.3228 | 0.3228 | 0.3228 | 0 | 0 | 5.5511e-17 | 0 | 0 | 0.33979 | 0.3228 | 0 | 0 | 4.0599 | 6.0061 | 0 | 0.33979 | -0.33979 | 15.7254 | 68.3167 | 0 | 1.7276 | 1.7276 | 0.20582 | 1.7276 | 0 | 0.35508 | 0 | 0 | 6.0061
2025-02-28 04:00 | 0 | 0 | -94.2475 | 90 | 0 | 0 | 0.36547 | 0.36547 | 0.36547 | 0 | 0 | 5.5511e-17 | 0 | 0 | 0.3847 | 0.36547 | 0 | 0 | 4.2462 | 5.8299 | 0 | 0.3847 | -0.3847 | 15.2953 | 66.4481 | 0 | 1.956 | 1.956 | 0.23303 | 1.956 | 0 | 0.40201 | 0 | 0 | 5.8299
2025-02-28 05:00 | 0 | 0 | -86.3341 | 90 | 0 | 0 | 0.37236 | 0.37236 | 0.37236 | 0 | 0 | 5.5511e-17 | 0 | 0 | 0.39196 | 0.37236 | 0 | 0 | 4.4871 | 5.4452 | 0 | 0.39196 | -0.39196 | 14.8571 | 64.5444 | 0 | 1.9929 | 1.9929 | 0.23743 | 1.9929 | 0 | 0.40959 | 0 | 0 | 5.4452
2025-02-28 06:00 | 0.045826 | 1.2295 | -78.5917 | 82.9981 | 0.22082 | 0.70223 | 0.22018 | 0.22018 | 0.22018 | 318.9324 | 0 | 0 | 0 | 0.70223 | 0.23177 | 0.22018 | 0 | 0 | 4.7337 | 5.0533 | 0.47046 | 0 | 0.47046 | 15.2779 | 66.3724 | 0 | 1.1784 | 1.1784 | 0.14039 | 1.1784 | 0 | 0.2422 | 0.56179 | 0 | 5.7555
2025-02-28 07:00 | 0.22709 | 13.5302 | -70.2533 | 68.1983 | 0.34709 | 1.1038 | 0.39175 | 0.39175 | 0.39175 | 281.7576 | 0 | 0 | 0 | 1.1038 | 0.41237 | 0.39175 | 0 | 0 | 4.2896 | 5.4296 | 0.69142 | 0 | 0.69142 | 15.8963 | 69.0591 | 0 | 2.0967 | 2.0967 | 0.24979 | 2.0967 | 0 | 0.43093 | 0.88303 | 0 | 6.5334
2025-02-28 08:00 | 0.50107 | 25.1444 | -60.4859 | 53.4461 | 0.69879 | 2.2223 | 0.35306 | 0.35306 | 0.35306 | 629.4411 | 0 | 0 | 0 | 2.2223 | 0.37164 | 0.35306 | 0 | 0 | 3.805 | 5.9828 | 1.8506 | 0 | 1.8506 | 17.5516 | 76.2502 | 0 | 1.8896 | 1.8896 | 0.22512 | 1.8896 | 0 | 0.38836 | 1.7778 | 0 | 8.2051
2025-02-28 09:00 | 0.66957 | 35.5403 | -48.2194 | 38.8149 | 0.89403 | 2.8432 | 0.308 | 0.308 | 0.308 | 923.1124 | 0 | 0 | 0 | 2.8432 | 0.32421 | 0.308 | 0 | 0 | 2.5675 | 6.0061 | 2.5189 | 0 | 2.5189 | 19.8046 | 86.038 | 0 | 1.6484 | 1.6484 | 0.19639 | 1.6484 | 0 | 0.3388 | 2.2745 | 0 | 8.8493
2025-02-28 10:00 | 0.73648 | 43.8222 | -32.1979 | 24.5399 | 0.96143 | 3.0575 | 0.40085 | 0.40085 | 0.40085 | 762.7491 | 1.6074 | 0 | 0 | 3.0575 | 0.42195 | 0.40085 | 0 | 0 | 1.0281 | 6.0061 | 1.0281 | 0 | 1.0281 | 20.7242 | 90.033 | 0 | 2.1454 | 2.1454 | 0.25559 | 2.1454 | 0 | 0.44094 | 2.446 | 0 | 9.0637
2025-02-28 11:00 | 0.86282 | 48.6572 | -11.8728 | 11.9917 | 1.1212 | 3.5656 | 0.38039 | 0.38039 | 0.38039 | 937.3547 | 2.4464 | 0 | 0 | 3.5656 | 0.40041 | 0.38039 | 0 | 0 | 0.71878 | 6.0061 | 0.71878 | 0 | 0.71878 | 21.367 | 92.826 | 0 | 2.0359 | 2.0359 | 0.24255 | 2.0359 | 0 | 0.41843 | 2.8525 | 0 | 9.5718
2025-02-28 12:00 | 0.86856 | 48.7936 | 10.6632 | 11.4721 | 1.1286 | 3.5891 | 0.80808 | 0.80808 | 0.80808 | 444.154 | 2.2212 | 0 | 0 | 3.5891 | 0.85061 | 0.80808 | 0 | 0 | 0.51736 | 6.0061 | 0.51736 | 0 | 0.51736 | 21.8298 | 94.8363 | 0 | 4.3201 | 4.3201 | 0.51468 | 4.3201 | 0 | 0.88889 | 2.8713 | 0 | 9.5953
2025-02-28 13:00 | 0.80728 | 44.1891 | 31.1946 | 23.783 | 1.0569 | 3.3611 | 0.75667 | 0.75667 | 0.75667 | 444.201 | 2.1923 | 0 | 0 | 3.3611 | 0.79649 | 0.75667 | 0 | 0 | 0.37239 | 6.0061 | 0.37239 | 0 | 0.37239 | 22.1629 | 96.2833 | 0 | 4.0452 | 4.0452 | 0.48193 | 4.0452 | 0 | 0.83234 | 2.6889 | 0 | 9.3673
2025-02-28 14:00 | 0.64994 | 36.0578 | 47.4519 | 38.0218 | 0.86535 | 2.752 | 0.88961 | 0.88961 | 0.88961 | 309.3445 | 1.5475 | 0 | 0 | 2.752 | 0.93643 | 0.88961 | 0 | 0 | 0.26804 | 6.0061 | 0.26804 | 0 | 0.26804 | 22.4026 | 97.3248 | 0 | 4.756 | 4.756 | 0.56661 | 4.756 | 0 | 0.97857 | 2.2016 | 0 | 8.7581
2025-02-28 15:00 | 0.46138 | 25.7502 | 59.8912 | 52.6424 | 0.63808 | 2.0292 | 0.84962 | 0.84962 | 0.84962 | 238.836 | 0.94194 | 0 | 0 | 2.0292 | 0.89434 | 0.84962 | 0 | 0 | 0.19293 | 6.0061 | 0.19293 | 0 | 0.19293 | 22.5752 | 98.0744 | 0 | 4.5421 | 4.5421 | 0.54113 | 4.5421 | 0 | 0.93458 | 1.6234 | 0 | 8.0353
2025-02-28 16:00 | 0.27328 | 14.1863 | 69.7649 | 67.3905 | 0.4235 | 1.3468 | 0.66588 | 0.66588 | 0.66588 | 202.2595 | 0.50701 | 0 | 0 | 1.3468 | 0.70092 | 0.66588 | 0 | 0 | 0.13886 | 6.0061 | 0.13886 | 0 | 0.13886 | 22.6994 | 98.614 | 0 | 3.5598 | 3.5598 | 0.42411 | 3.5598 | 0 | 0.73246 | 1.0774 | 0 | 7.3529
2025-02-28 17:00 | 0.045842 | 1.9134 | 78.1583 | 82.1888 | 0.17264 | 0.54903 | 0.74759 | 0.74759 | 0.74759 | 73.4407 | 0 | 1.1102e-16 | 0 | 0.54903 | 0.78694 | 0.74759 | 0 | 0 | 0.099952 | 6.0061 | 0 | 0.2379 | -0.2379 | 22.4334 | 97.4585 | 0 | 3.9967 | 3.9967 | 0.47615 | 3.9967 | 0 | 0.82235 | 0.43923 | 0 | 6.5552
2025-02-28 18:00 | 0 | 0 | 85.9138 | 90 | 0 | 0 | 0.90579 | 0.90579 | 0.90579 | 0 | 0 | 1.1102e-16 | 0 | 0 | 0.95347 | 0.90579 | 0 | 0 | 0.35706 | 6.0061 | 0 | 0.95347 | -0.95347 | 21.3674 | 92.8274 | 0 | 4.8425 | 4.8425 | 0.57691 | 4.8425 | 0 | 0.99637 | 0 | 0 | 6.0061
2025-02-28 19:00 | 0 | 0 | 93.7963 | 90 | 0 | 0 | 0.95308 | 0.95308 | 0.95308 | 0 | 0 | 0 | 0 | 0 | 1.0032 | 0.95308 | 0 | 0 | 1.1668 | 6.0061 | 0 | 1.0032 | -1.0032 | 20.2457 | 87.9545 | 0 | 5.0952 | 5.0952 | 0.60703 | 5.0952 | 0 | 1.0484 | 0 | 0 | 6.0061
2025-02-28 20:00 | 0 | 0 | 102.7455 | 90 | 0 | 0 | 0.88078 | 0.88078 | 0.88078 | 0 | 0 | 1.1102e-16 | 0 | 0 | 0.92714 | 0.88078 | 0 | 0 | 1.9396 | 6.0061 | 0 | 0.92714 | -0.92714 | 19.2092 | 83.4513 | 0 | 4.7087 | 4.7087 | 0.56098 | 4.7087 | 0 | 0.96886 | 0 | 0 | 6.0061
2025-02-28 21:00 | 0 | 0 | 114.3328 | 90 | 0 | 0 | 0.70784 | 0.70784 | 0.70784 | 0 | 0 | 1.1102e-16 | 0 | 0 | 0.7451 | 0.70784 | 0 | 0 | 2.5486 | 6.0061 | 0 | 0.7451 | -0.7451 | 18.3761 | 79.8322 | 0 | 3.7842 | 3.7842 | 0.45083 | 3.7842 | 0 | 0.77863 | 0 | 0 | 6.0061
2025-02-28 22:00 | 0 | 0 | 131.7203 | 90 | 0 | 0 | 0.95112 | 0.95112 | 0.95112 | 0 | 0 | 1.1102e-16 | 0 | 0 | 1.0012 | 0.95112 | 0 | 0 | 2.9764 | 6.0061 | 0 | 1.0012 | -1.0012 | 17.2568 | 74.9694 | 0 | 5.0848 | 5.0848 | 0.60578 | 5.0848 | 0 | 1.0462 | 0 | 0 | 6.0061
2025-02-28 23:00 | 0 | 0 | 160.2568 | 90 | 0 | 0 | 0.50545 | 0.50545 | 0.50545 | 0 | 0 | 0 | 0 | 0 | 0.53205 | 0.50545 | 0 | 0 | 3.6542 | 6.0061 | 0 | 0.53205 | -0.53205 | 16.6619 | 72.3851 | 0 | 2.7022 | 2.7022 | 0.32193 | 2.7022 | 0 | 0.556 | 0 | 0 | 6.0061
2025-03-01 | 0 | 0 | -162.3488 | 90 | 0 | 0 | 0.40373 | 0.40373 | 0.40373 | 0 | 0 | 5.5511e-17 | 0 | 0 | 0.42498 | 0.40373 | 0 | 0 | 3.8805 | 6.0061 | 0 | 0.42498 | -0.42498 | 16.1868 | 70.321 | 0 | 2.3977 | 2.3977 | 0.28565 | 2.3977 | 0 | 0.4441 | 0 | 0 | 6.0061
2025-03-01 01:00 | 0 | 0 | -133.3418 | 90 | 0 | 0 | 0.40403 | 0.40403 | 0.40403 | 0 | 0 | 5.5511e-17 | 0 | 0 | 0.42529 | 0.40403 | 0 | 0 | 4.0699 | 6.0061 | 0 | 0.42529 | -0.42529 | 15.7113 | 68.2553 | 0 | 2.3995 | 2.3995 | 0.28587 | 2.3995 | 0 | 0.44443 | 0 | 0 | 6.0061
2025-03-01 02:00 | 0 | 0 | -115.4976 | 90 | 0 | 0 | 0.31205 | 0.31205 | 0.31205 | 0 | 0 | 5.5511e-17 | 0 | 0 | 0.32847 | 0.31205 | 0 | 0 | 4.3018 | 5.8173 | 0 | 0.32847 | -0.32847 | 15.344 | 66.6598 | 0 | 1.8532 | 1.8532 | 0.22079 | 1.8532 | 0 | 0.34326 | 0 | 0 | 5.8173
2025-03-01 03:00 | 0 | 0 | -103.6554 | 90 | 0 | 0 | 0.37187 | 0.37187 | 0.37187 | 0 | 0 | 5.5511e-17 | 0 | 0 | 0.39144 | 0.37187 | 0 | 0 | 4.4654 | 5.4888 | 0 | 0.39144 | -0.39144 | 14.9064 | 64.7586 | 0 | 2.2085 | 2.2085 | 0.26311 | 2.2085 | 0 | 0.40906 | 0 | 0 | 5.4888
2025-03-01 04:00 | 0 | 0 | -94.5774 | 90 | 0 | 0 | 0.51354 | 0.51354 | 0.51354 | 0 | 0 | 1.1102e-16 | 0 | 0 | 0.54057 | 0.51354 | 0 | 0 | 4.7084 | 5.0974 | 0 | 0.54057 | -0.54057 | 14.302 | 62.1329 | 0 | 3.0499 | 3.0499 | 0.36335 | 3.0499 | 0 | 0.5649 | 0 | 0 | 5.0974
2025-03-01 05:00 | 0 | 0 | -86.6417 | 90 | 0 | 0 | 0.47307 | 0.47307 | 0.47307 | 0 | 0 | 5.5511e-17 | 0 | 0 | 0.49797 | 0.47307 | 0 | 0 | 5.0856 | 4.5568 | 0 | 0.49797 | -0.49797 | 13.7453 | 59.7142 | 0 | 2.8095 | 2.8095 | 0.33472 | 2.8095 | 0 | 0.52038 | 0 | 0 | 4.5568
2025-03-01 06:00 | 0.033309 | 1.4622 | -78.8868 | 82.9518 | 0.1165 | 0.37048 | 0.45645 | 0.45645 | 0.45645 | 81.1642 | 0 | 5.5511e-17 | 0 | 0.37048 | 0.48048 | 0.45645 | 0 | 0 | 5.143 | 4.0588 | 0 | 0.11 | -0.11 | 13.6223 | 59.1799 | 0 | 2.7108 | 2.7108 | 0.32296 | 2.7108 | 0 | 0.5021 | 0.29638 | 0 | 4.4293
2025-03-01 07:00 | 0.1984 | 13.7801 | -70.5422 | 68.1359 | 0.27741 | 0.88223 | 0.34573 | 0.34573 | 0.34573 | 255.1767 | 0 | 0 | 0 | 0.88223 | 0.36393 | 0.34573 | 0 | 0 | 5.143 | 3.9488 | 0.5183 | 0 | 0.5183 | 14.0859 | 61.1939 | 0 | 2.0533 | 2.0533 | 0.24462 | 2.0533 | 0 | 0.3803 | 0.70578 | 0 | 4.831
2025-03-01 08:00 | 0.38515 | 25.4205 | -60.7679 | 53.364 | 0.50763 | 1.6144 | 0.4141 | 0.4141 | 0.4141 | 389.8484 | 0 | 0 | 0 | 1.6144 | 0.43589 | 0.4141 | 0 | 0 | 4.9189 | 4.3635 | 1.1785 | 0 | 1.1785 | 15.1399 | 65.7731 | 0 | 2.4593 | 2.4593 | 0.29299 | 2.4593 | 0 | 0.45551 | 1.2915 | 0 | 5.9778
2025-03-01 09:00 | 0.6569 | 35.8514 | -48.479 | 38.704 | 0.87134 | 2.771 | 0.40751 | 0.40751 | 0.40751 | 679.9963 | 0 | 0 | 0 | 2.771 | 0.42895 | 0.40751 | 0 | 0 | 4.1042 | 5.3062 | 2.3421 | 0 | 2.3421 | 17.2347 | 74.8737 | 0 | 2.4201 | 2.4201 | 0.28833 | 2.4201 | 0 | 0.44826 | 2.2168 | 0 | 8.0773
2025-03-01 10:00 | 0.8256 | 44.172 | -32.3888 | 24.3751 | 1.0773 | 3.4259 | 0.4151 | 0.4151 | 0.4151 | 825.3097 | 0.40624 | 0 | 0 | 3.4259 | 0.43695 | 0.4151 | 0 | 0 | 2.5827 | 6.0061 | 2.5827 | 0 | 2.5827 | 19.5448 | 84.9093 | 0 | 2.4653 | 2.4653 | 0.2937 | 2.4653 | 0 | 0.45661 | 2.7407 | 0 | 9.432
2025-03-01 11:00 | 0.87749 | 49.032 | -11.9152 | 11.6878 | 1.1357 | 3.6117 | 0.48372 | 0.48372 | 0.48372 | 746.6533 | 2.0142 | 0 | 0 | 3.6117 | 0.50918 | 0.48372 | 0 | 0 | 1.0883 | 6.0061 | 1.0883 | 0 | 1.0883 | 20.5181 | 89.138 | 0 | 2.8728 | 2.8728 | 0.34225 | 2.8728 | 0 | 0.53209 | 2.8894 | 0 | 9.6178
2025-03-01 12:00 | 0.82234 | 49.1562 | 10.8135 | 11.2064 | 1.0619 | 3.3771 | 0.38491 | 0.38491 | 0.38491 | 877.3659 | 2.1886 | 0 | 0 | 3.3771 | 0.40517 | 0.38491 | 0 | 0 | 0.78332 | 6.0061 | 0.78332 | 0 | 0.78332 | 21.2188 | 92.1818 | 0 | 2.2865 | 2.2865 | 0.2724 | 2.2865 | 0 | 0.4234 | 2.7017 | 0 | 9.3832
2025-03-01 13:00 | 0.64185 | 44.5056 | 31.4778 | 23.6872 | 0.808 | 2.5696 | 0.90384 | 0.90384 | 0.90384 | 284.2972 | 1.0544 | 0 | 0 | 2.5696 | 0.95141 | 0.90384 | 0 | 0 | 0.56382 | 6.0061 | 0.56382 | 0 | 0.56382 | 21.7231 | 94.3726 | 0 | 5.369 | 5.369 | 0.63965 | 5.369 | 0 | 0.99422 | 2.0557 | 0 | 8.5757
2025-03-01 14:00 | 0.58134 | 36.3211 | 47.7842 | 37.9857 | 0.75833 | 2.4116 | 0.65196 | 0.65196 | 0.65196 | 369.9055 | 1.3195 | 0 | 0 | 2.4116 | 0.68627 | 0.65196 | 0 | 0 | 0.40582 | 6.0061 | 0.40582 | 0 | 0.40582 | 22.086 | 95.9495 | 0 | 3.8728 | 3.8728 | 0.46139 | 3.8728 | 0 | 0.71715 | 1.9293 | 0 | 8.4178
2025-03-01 15:00 | 0.43986 | 25.9694 | 60.2304 | 52.6368 | 0.5987 | 1.904 | 0.57535 | 0.57535 | 0.57535 | 330.9237 | 1.0062 | 0 | 0 | 1.904 | 0.60563 | 0.57535 | 0 | 0 | 0.2921 | 6.0061 | 0.2921 | 0 | 0.2921 | 22.3473 | 97.0845 | 0 | 3.4177 | 3.4177 | 0.40717 | 3.4177 | 0 | 0.63288 | 1.5232 | 0 | 7.9101
2025-03-01 16:00 | 0.26467 | 14.374 | 70.1009 | 67.4053 | 0.40371 | 1.2839 | 0.76783 | 0.76783 | 0.76783 | 167.2058 | 0.26537 | 0 | 0 | 1.2839 | 0.80824 | 0.76783 | 0 | 0 | 0.21025 | 6.0061 | 0.21025 | 0 | 0.21025 | 22.5354 | 97.9015 | 0 | 4.5611 | 4.5611 | 0.54339 | 4.5611 | 0 | 0.84462 | 1.0271 | 0 | 7.29
2025-03-01 17:00 | 0.053088 | 2.0807 | 78.495 | 82.22 | 0.19047 | 0.60573 | 0.76531 | 0.76531 | 0.76531 | 79.1492 | 0 | 0 | 0 | 0.60573 | 0.80558 | 0.76531 | 0 | 0 | 0.15133 | 6.0061 | 0 | 0.19985 | -0.19985 | 22.3119 | 96.9308 | 0 | 4.5461 | 4.5461 | 0.54161 | 4.5461 | 0 | 0.84184 | 0.48459 | 0 | 6.6119
2025-03-01 18:00 | 0 | 0 | 86.2612 | 90 | 0 | 0 | 0.70784 | 0.70784 | 0.70784 | 0 | 0 | 1.1102e-16 | 0 | 0 | 0.74509 | 0.70784 | 0 | 0 | 0.39678 | 6.0061 | 0 | 0.74509 | -0.74509 | 21.4789 | 93.3118 | 0 | 4.2047 | 4.2047 | 0.50094 | 4.2047 | 0 | 0.77862 | 0 | 0 | 6.0061
2025-03-01 19:00 | 0 | 0 | 94.1684 | 90 | 0 | 0 | 0.61483 | 0.61483 | 0.61483 | 0 | 0 | 0 | 0 | 0 | 0.64719 | 0.61483 | 0 | 0 | 1.0632 | 6.0061 | 0 | 0.64719 | -0.64719 | 20.7553 | 90.1683 | 0 | 3.6522 | 3.6522 | 0.43511 | 3.6522 | 0 | 0.67631 | 0 | 0 | 6.0061
2025-03-01 20:00 | 0 | 0 | 103.1601 | 90 | 0 | 0 | 0.81198 | 0.81198 | 0.81198 | 0 | 0 | 1.1102e-16 | 0 | 0 | 0.85471 | 0.81198 | 0 | 0 | 1.5278 | 6.0061 | 0 | 0.85471 | -0.85471 | 19.7997 | 86.0169 | 0 | 4.8233 | 4.8233 | 0.57464 | 4.8233 | 0 | 0.89317 | 0 | 0 | 6.0061
2025-03-01 21:00 | 0 | 0 | 114.8084 | 90 | 0 | 0 | 0.61237 | 0.61237 | 0.61237 | 0 | 0 | 0 | 0 | 0 | 0.6446 | 0.61237 | 0 | 0 | 2.1439 | 6.0061 | 0 | 0.6446 | -0.6446 | 19.079 | 82.8859 | 0 | 3.6376 | 3.6376 | 0.43338 | 3.6376 | 0 | 0.67361 | 0 | 0 | 6.0061
2025-03-01 22:00 | 0 | 0 | 132.2416 | 90 | 0 | 0 | 0.49535 | 0.49535 | 0.49535 | 0 | 0 | 5.5511e-17 | 0 | 0 | 0.52143 | 0.49535 | 0 | 0 | 2.5242 | 6.0061 | 0 | 0.52143 | -0.52143 | 18.496 | 80.3533 | 0 | 2.9425 | 2.9425 | 0.35056 | 2.9425 | 0 | 0.54489 | 0 | 0 | 6.0061
2025-03-01 23:00 | 0 | 0 | 160.6156 | 90 | 0 | 0 | 0.52455 | 0.52455 | 0.52455 | 0 | 0 | 1.1102e-16 | 0 | 0 | 0.55216 | 0.52455 | 0 | 0 | 2.8059 | 6.0061 | 0 | 0.55216 | -0.55216 | 17.8787 | 77.6714 | 0 | 3.1159 | 3.1159 | 0.37122 | 3.1159 | 0 | 0.577 | 0 | 0 | 6.0061
2025-03-02 | 0 | 0 | -162.4902 | 90 | 0 | 0 | 0.42953 | 0.42953 | 0.42953 | 0 | 0 | 5.5511e-17 | 0 | 0 | 0.45214 | 0.42953 | 0 | 0 | 3.1393 | 6.0061 | 0 | 0.45214 | -0.45214 | 17.3732 | 75.4753 | 0 | 2.551 | 2.551 | 0.30391 | 2.551 | 0 | 0.47248 | 0 | 0 | 6.0061
2025-03-02 01:00 | 0 | 0 | -133.7351 | 90 | 0 | 0 | 0.31146 | 0.31146 | 0.31146 | 0 | 0 | 5.5511e-17 | 0 | 0 | 0.32786 | 0.31146 | 0 | 0 | 3.3888 | 6.0061 | 0 | 0.32786 | -0.32786 | 17.0067 | 73.8829 | 0 | 1.8498 | 1.8498 | 0.22037 | 1.8498 | 0 | 0.34261 | 0 | 0 | 6.0061
2025-03-02 02:00 | 0 | 0 | -115.8984 | 90 | 0 | 0 | 0.22341 | 0.22341 | 0.22341 | 0 | 0 | 2.7756e-17 | 0 | 0 | 0.23517 | 0.22341 | 0 | 0 | 3.5448 | 6.0061 | 0 | 0.23517 | -0.23517 | 16.7437 | 72.7407 | 0 | 1.3268 | 1.3268 | 0.15807 | 1.3268 | 0 | 0.24575 | 0 | 0 | 6.0061
2025-03-02 03:00 | 0 | 0 | -104.0182 | 90 | 0 | 0 | 0.33173 | 0.33173 | 0.33173 | 0 | 0 | 5.5511e-17 | 0 | 0 | 0.34919 | 0.33173 | 0 | 0 | 3.6448 | 6.0061 | 0 | 0.34919 | -0.34919 | 16.3533 | 71.0446 | 0 | 1.9701 | 1.9701 | 0.23471 | 1.9701 | 0 | 0.3649 | 0 | 0 | 6.0061
2025-03-02 04:00 | 0 | 0 | -94.9072 | 90 | 0 | 0 | 0.60473 | 0.60473 | 0.60473 | 0 | 0 | 0 | 0 | 0 | 0.63656 | 0.60473 | 0 | 0 | 3.8731 | 6.0061 | 0 | 0.63656 | -0.63656 | 15.6416 | 67.9528 | 0 | 3.5915 | 3.5915 | 0.42787 | 3.5915 | 0 | 0.6652 | 0 | 0 | 6.0061
2025-03-02 05:00 | 0 | 0 | -86.9497 | 90 | 0 | 0 | 0.49888 | 0.49888 | 0.49888 | 0 | 0 | 0 | 0 | 0 | 0.52514 | 0.49888 | 0 | 0 | 4.3531 | 5.755 | 0 | 0.52514 | -0.52514 | 15.0545 | 65.4021 | 0 | 2.9628 | 2.9628 | 0.35298 | 2.9628 | 0 | 0.54877 | 0 | 0 | 5.755
2025-03-02 06:00 | 0.014191 | 1.6985 | -79.1828 | 82.9032 | 0.014629 | 0.046523 | 0.44098 | 0.44098 | 0.44098 | 10.55 | 0 | 1.1102e-16 | 0 | 0.046523 | 0.46419 | 0.44098 | 0 | 0 | 4.686 | 5.2299 | 0 | 0.41766 | -0.41766 | 14.5876 | 63.3735 | 0 | 2.6189 | 2.6189 | 0.31201 | 2.6189 | 0 | 0.48507 | 0.037219 | 0 | 5.2764
2025-03-02 07:00 | 0.14426 | 14.0333 | -70.8322 | 68.0718 | 0.16121 | 0.51267 | 0.42818 | 0.42818 | 0.42818 | 119.7327 | 0 | 0 | 0 | 0.51267 | 0.45071 | 0.42818 | 0 | 0 | 4.9192 | 4.8122 | 0.061955 | 0 | 0.061955 | 14.643 | 63.6142 | 0 | 2.5429 | 2.5429 | 0.30295 | 2.5429 | 0 | 0.471 | 0.41013 | 0 | 5.3249
2025-03-02 08:00 | 0.17529 | 25.6998 | -61.0513 | 53.2807 | 0.17025 | 0.54143 | 0.34325 | 0.34325 | 0.34325 | 157.733 | 0 | 0 | 0 | 0.54143 | 0.36132 | 0.34325 | 0 | 0 | 4.7483 | 4.8618 | 0.1801 | 0 | 0.1801 | 14.8041 | 64.314 | 0 | 2.0386 | 2.0386 | 0.24287 | 2.0386 | 0 | 0.37758 | 0.43314 | 0 | 5.4032
2025-03-02 09:00 | 0.15401 | 36.1656 | -48.7402 | 38.5928 | 0.14649 | 0.46585 | 0.44536 | 0.44536 | 0.44536 | 104.6017 | 0 | 0 | 0 | 0.46585 | 0.4688 | 0.44536 | 0 | 0 | 4.5715 | 5.0058 | 0 | 0.0029459 | -0.0029459 | 14.8008 | 64.2997 | 0 | 2.6449 | 2.6449 | 0.31511 | 2.6449 | 0 | 0.48989 | 0.37268 | 0 | 5.4717
2025-03-02 10:00 | 0.25737 | 44.525 | -32.5805 | 24.2114 | 0.24684 | 0.785 | 0.31575 | 0.31575 | 0.31575 | 248.6127 | 0 | 0 | 0 | 0.785 | 0.33237 | 0.31575 | 0 | 0 | 4.5755 | 5.0029 | 0.45263 | 0 | 0.45263 | 15.2056 | 66.0585 | 0 | 1.8752 | 1.8752 | 0.22341 | 1.8752 | 0 | 0.34733 | 0.628 | 0 | 5.7879
2025-03-02 11:00 | 0.16229 | 49.4097 | -11.955 | 11.3844 | 0.15398 | 0.48967 | 0.29474 | 0.29474 | 0.29474 | 166.1373 | 0 | 0 | 0 | 0.48967 | 0.31025 | 0.29474 | 0 | 0 | 4.2509 | 5.365 | 0.17942 | 0 | 0.17942 | 15.3661 | 66.7557 | 0 | 1.7504 | 1.7504 | 0.20854 | 1.7504 | 0 | 0.32421 | 0.39174 | 0 | 5.8547
2025-03-02 12:00 | 0.31185 | 49.5208 | 10.9706 | 10.9468 | 0.30169 | 0.95943 | 1.0185 | 1.0185 | 1.0185 | 94.2019 | 0 | 0 | 0 | 0.95943 | 1.0721 | 1.0185 | 0 | 0 | 4.1781 | 5.5085 | 0 | 0.11266 | -0.11266 | 15.2401 | 66.2085 | 0 | 6.05 | 6.05 | 0.72078 | 6.05 | 0 | 1.1203 | 0.76754 | 0 | 6.468
2025-03-02 13:00 | 0.169 | 44.8226 | 31.7691 | 23.5982 | 0.16053 | 0.5105 | 0.88523 | 0.88523 | 0.88523 | 57.6684 | 0 | 0 | 0 | 0.5105 | 0.93183 | 0.88523 | 0 | 0 | 4.3258 | 5.3959 | 0 | 0.42132 | -0.42132 | 14.7691 | 64.1621 | 0 | 5.2585 | 5.2585 | 0.62648 | 5.2585 | 0 | 0.97376 | 0.4084 | 0 | 5.9064
2025-03-02 14:00 | 0.14275 | 36.5837 | 48.1232 | 37.9547 | 0.13566 | 0.43141 | 0.86826 | 0.86826 | 0.86826 | 49.6873 | 0 | 1.1102e-16 | 0 | 0.43141 | 0.91396 | 0.86826 | 0 | 0 | 4.7068 | 4.9746 | 0 | 0.48254 | -0.48254 | 14.2296 | 61.8183 | 0 | 5.1577 | 5.1577 | 0.61447 | 5.1577 | 0 | 0.95508 | 0.34513 | 0 | 5.406
2025-03-02 15:00 | 0.087273 | 26.1877 | 60.575 | 52.6354 | 0.08286 | 0.26351 | 0.71296 | 0.71296 | 0.71296 | 36.96 | 0 | 0 | 0 | 0.26351 | 0.75049 | 0.71296 | 0 | 0 | 5.0759 | 4.492 | 0 | 0.48698 | -0.48698 | 13.6851 | 59.453 | 0 | 4.2352 | 4.2352 | 0.50456 | 4.2352 | 0 | 0.78426 | 0.21081 | 0 | 4.7555
2025-03-02 16:00 | 0.031976 | 14.5605 | 70.4411 | 67.4236 | 0.030309 | 0.096388 | 0.65799 | 0.65799 | 0.65799 | 14.6487 | 0 | 0 | 0 | 0.096388 | 0.69263 | 0.65799 | 0 | 0 | 5.143 | 4.005 | 0 | 0.59624 | -0.59624 | 13.0185 | 56.557 | 0 | 3.9087 | 3.9087 | 0.46566 | 3.9087 | 0 | 0.72379 | 0.07711 | 0 | 4.1014
2025-03-02 17:00 | 0.017671 | 2.2471 | 78.8353 | 82.254 | 0.018201 | 0.057881 | 0.72452 | 0.72452 | 0.72452 | 7.9889 | 0 | 2.2204e-16 | 0 | 0.057881 | 0.76265 | 0.72452 | 0 | 0 | 5.143 | 3.4088 | 0 | 0.70477 | -0.70477 | 12.2306 | 53.1338 | 0 | 4.3038 | 4.3038 | 0.51274 | 4.3038 | 0 | 0.79697 | 0.046305 | 0 | 3.4667
2025-03-02 18:00 | 0 | 0 | 86.6119 | 90 | 0 | 0 | 0.79206 | 0.79206 | 0.79206 | 0 | 0 | 1.1102e-16 | 0 | 0 | 0.83375 | 0.79206 | 0 | 0 | 5.143 | 2.704 | 0 | 0.83375 | -0.83375 | 11.2984 | 49.0842 | 0 | 4.7051 | 4.7051 | 0.56054 | 4.7051 | 0 | 0.87127 | 0 | 0 | 2.704
2025-03-02 19:00 | 0 | 0 | 94.5434 | 90 | 0 | 0 | 0.77296 | 0.77296 | 0.77296 | 0 | 0 | 1.1102e-16 | 0 | 0 | 0.81364 | 0.77296 | 0 | 0 | 5.143 | 1.8703 | 0 | 0.81364 | -0.81364 | 10.3887 | 45.1322 | 0 | 4.5916 | 4.5916 | 0.54702 | 4.5916 | 0 | 0.85025 | 0 | 0 | 1.8703
2025-03-02 20:00 | 0 | 0 | 103.5773 | 90 | 0 | 0 | 0.83671 | 0.83671 | 0.83671 | 0 | 0 | 1.1102e-16 | 0 | 0 | 0.88074 | 0.83671 | 0 | 0 | 5.143 | 1.0566 | 0 | 0.88074 | -0.88074 | 9.404 | 40.8544 | 0 | 4.9702 | 4.9702 | 0.59214 | 4.9702 | 0 | 0.92038 | 0 | 0 | 1.0566
2025-03-02 21:00 | 0 | 0 | 115.2856 | 90 | 0 | 0 | 0.81642 | 0.1671 | 0.1671 | 0 | 0 | 0.64932 | 0.73096 | 0 | 0.1759 | 0.1671 | 0 | 0 | 5.143 | 0.1759 | 0 | 0.1759 | -0.1759 | 9.2074 | 40 | 0 | 4.8497 | 4.8497 | 0.57778 | 4.8497 | 0 | 0.89806 | 0 | 0 | 0.1759
2025-03-02 22:00 | 0 | 0 | 132.7621 | 90 | 0 | 0 | 1.0467 | 0 | 0 | 0 | 0 | 1.0467 | 1.1514 | 0 | 0 | 0 | 0 | 0 | 5.143 | 0 | 0 | 0 | 0 | 9.2074 | 40 | 0 | 6.2177 | 6.2177 | 0.74076 | 6.2177 | 0 | 1.1514 | 0 | 0 | 0
2025-03-02 23:00 | 0 | 0 | 160.9727 | 90 | 0 | 0 | 0.92758 | 0 | 0 | 0 | 0 | 0.92758 | 1.0203 | 0 | 0 | 0 | 0 | 0 | 5.143 | 0 | 0 | 0 | 0 | 9.2074 | 40 | 0 | 5.5101 | 5.5101 | 0.65645 | 5.5101 | 0 | 1.0203 | 0 | 0 | 0
2025-03-03 | 0 | 0 | -162.6231 | 90 | 0 | 0 | 0.3603 | 1.5094e-15 | 1.5094e-15 | 0 | 0 | 0.3603 | 0.39633 | 0 | 1.5888e-15 | 1.5094e-15 | 0 | 0 | 5.143 | 1.5888e-15 | 0 | 1.5888e-15 | 0 | 9.2074 | 40 | 0 | 2.1398 | 2.1398 | 0.25493 | 2.1398 | 0 | 0.39633 | 0 | 0 | 1.5888e-15
2025-03-03 01:00 | 0 | 0 | -134.1203 | 90 | 0 | 0 | 0.28318 | 3.0188e-15 | 3.0188e-15 | 0 | 0 | 0.28318 | 0.3115 | 0 | 3.1776e-15 | 3.0188e-15 | 0 | 0 | 5.143 | 3.1776e-15 | 0 | 3.1776e-15 | 0 | 9.2074 | 40 | 0 | 1.6818 | 1.6818 | 0.20036 | 1.6818 | 0 | 0.3115 | 0 | 0 | 3.1776e-15
2025-03-03 02:00 | 0 | 0 | -116.2954 | 90 | 0 | 0 | 0.39633 | 3.0188e-15 | 3.0188e-15 | 0 | 0 | 0.39633 | 0.43596 | 0 | 3.1776e-15 | 3.0188e-15 | 0 | 0 | 5.143 | 3.1776e-15 | 0 | 3.1776e-15 | 0 | 9.2074 | 40 | 0 | 2.3538 | 2.3538 | 0.28042 | 2.3538 | 0 | 0.43596 | 0 | 0 | 3.1776e-15
2025-03-03 03:00 | 0 | 0 | -104.3795 | 90 | 0 | 0 | 0.4122 | 3.0188e-15 | 3.0188e-15 | 0 | 0 | 0.4122 | 0.45342 | 0 | 3.1776e-15 | 3.0188e-15 | 0 | 0 | 5.143 | 3.1776e-15 | 0 | 3.1776e-15 | 0 | 9.2074 | 40 | 0 | 2.4481 | 2.4481 | 0.29165 | 2.4481 | 0 | 0.45342 | 0 | 0 | 3.1776e-15
2025-03-03 04:00 | 0 | 0 | -95.2366 | 90 | 0 | 0 | 0.34855 | 4.5281e-15 | 4.5281e-15 | 0 | 0 | 0.34855 | 0.3834 | 0 | 4.7665e-15 | 4.5281e-15 | 0 | 0 | 5.143 | 4.7665e-15 | 0 | 4.7665e-15 | 0 | 9.2074 | 40 | 0 | 2.07 | 2.07 | 0.24661 | 2.07 | 0 | 0.3834 | 0 | 0 | 4.7665e-15
2025-03-03 05:00 | 0 | 0 | -87.2581 | 90 | 0 | 0 | 0.37351 | 4.5281e-15 | 4.5281e-15 | 0 | 0 | 0.37351 | 0.41086 | 0 | 4.7665e-15 | 4.5281e-15 | 0 | 0 | 5.143 | 4.7665e-15 | 0 | 4.7665e-15 | 0 | 9.2074 | 40 | 0 | 2.2182 | 2.2182 | 0.26427 | 2.2182 | 0 | 0.41086 | 0 | 0 | 4.7665e-15
2025-03-03 06:00 | 0.010946 | 1.9382 | -79.4796 | 82.8523 | 0.010856 | 0.034523 | 0.27718 | 0.032796 | 0.032796 | 105.2632 | 0 | 0.24439 | 0.29834 | 0.034523 | 0.034523 | 0.032796 | 0 | 0 | 5.143 | 6.3553e-15 | 0 | 6.3553e-15 | 0 | 9.2074 | 40 | 0 | 1.6462 | 1.6462 | 0.19612 | 1.6462 | 0 | 0.3049 | 0.027618 | 0 | 0.034523
2025-03-03 07:00 | 0.024097 | 14.2896 | -71.1234 | 68.0059 | 0.022802 | 0.072514 | 0.3432 | 0.068888 | 0.068888 | 105.2632 | 0 | 0.27431 | 0.36374 | 0.072514 | 0.072514 | 0.068888 | 0 | 0 | 5.143 | 6.3553e-15 | 0 | 6.3553e-15 | 0 | 9.2074 | 40 | 0 | 2.0382 | 2.0382 | 0.24283 | 2.0382 | 0 | 0.37752 | 0.058011 | 0 | 0.072514
2025-03-03 08:00 | 0.0058743 | 25.982 | -61.3364 | 53.1965 | 0.0055315 | 0.017591 | 0.41227 | 0.016712 | 0.016712 | 105.2632 | 0 | 0.39555 | 0.45015 | 0.017591 | 0.017591 | 0.016712 | 0 | 0 | 5.143 | 6.3553e-15 | 0 | 6.3553e-15 | 0 | 9.2074 | 40 | 0 | 2.4484 | 2.4484 | 0.2917 | 2.4484 | 0 | 0.45349 | 0.014073 | 0 | 0.017591
2025-03-03 09:00 | 0.098487 | 36.4828 | -49.003 | 38.4816 | 0.093304 | 0.29672 | 0.2971 | 0.28189 | 0.28189 | 105.2632 | 0 | 0.015214 | 0.27043 | 0.29672 | 0.29672 | 0.28189 | 0 | 0 | 5.143 | 6.3553e-15 | 0 | 6.3553e-15 | 0 | 9.2074 | 40 | 0 | 1.7645 | 1.7645 | 0.21021 | 1.7645 | 0 | 0.32681 | 0.23738 | 0 | 0.29672
2025-03-03 10:00 | 0.14125 | 44.881 | -32.773 | 24.0491 | 0.13395 | 0.42598 | 0.30996 | 0.30996 | 0.30996 | 137.4305 | 0 | 0 | 0.26002 | 0.42598 | 0.32627 | 0.30996 | 0 | 0 | 5.143 | 6.3553e-15 | 0.099706 | 0 | 0.099706 | 9.2965 | 40.3874 | 0 | 1.8408 | 1.8408 | 0.21931 | 1.8408 | 0 | 0.34096 | 0.34078 | 0 | 0.42598
2025-03-03 11:00 | 0.112 | 49.7903 | -11.9921 | 11.0821 | 0.10599 | 0.33707 | 0.33673 | 0.33673 | 0.33673 | 100.1026 | 0 | 0 | 0.23058 | 0.33707 | 0.35445 | 0.33673 | 0 | 0 | 5.143 | 0.079765 | 0 | 0.017377 | -0.017377 | 9.2771 | 40.303 | 0 | 1.9998 | 1.9998 | 0.23825 | 1.9998 | 0 | 0.3704 | 0.26966 | 0 | 0.41684
2025-03-03 12:00 | 0.15739 | 49.8871 | 11.1347 | 10.6941 | 0.14927 | 0.4747 | 0.97059 | 0.51023 | 0.51023 | 93.0359 | 0 | 0.46035 | 0.91818 | 0.4747 | 0.53709 | 0.51023 | 0 | 0 | 5.143 | 0.062388 | 0 | 0.062388 | -0.062388 | 9.2074 | 40 | 0 | 5.7655 | 5.7655 | 0.68688 | 5.7655 | 0 | 1.0676 | 0.37976 | 0 | 0.53709
2025-03-03 13:00 | 0.26234 | 45.1398 | 32.0683 | 23.5163 | 0.25167 | 0.80036 | 1.0821 | 0.76035 | 0.76035 | 105.2632 | 0 | 0.32179 | 1.0383 | 0.80036 | 0.80036 | 0.76035 | 0 | 0 | 5.143 | 0 | 0 | 0 | 0 | 9.2074 | 40 | 0 | 6.4281 | 6.4281 | 0.76583 | 6.4281 | 0 | 1.1903 | 0.64029 | 0 | 0.80036
2025-03-03 14:00 | 0.14691 | 36.8456 | 48.469 | 37.929 | 0.13962 | 0.44402 | 0.93367 | 0.42182 | 0.42182 | 105.2632 | 0 | 0.51185 | 0.94267 | 0.44402 | 0.44402 | 0.42182 | 0 | 0 | 5.143 | 0 | 0 | 0 | 0 | 9.2074 | 40 | 0 | 5.5462 | 5.5462 | 0.66076 | 5.5462 | 0 | 1.027 | 0.35521 | 0 | 0.44402
2025-03-03 15:00 | 0.20407 | 26.4047 | 60.9247 | 52.6382 | 0.20194 | 0.6422 | 0.68061 | 0.61009 | 0.61009 | 105.2632 | 0 | 0.070527 | 0.62666 | 0.6422 | 0.6422 | 0.61009 | 0 | 0 | 5.143 | 0 | 0 | 0 | 0 | 9.2074 | 40 | 0 | 4.043 | 4.043 | 0.48167 | 4.043 | 0 | 0.74868 | 0.51376 | 0 | 0.6422
2025-03-03 16:00 | 0.069975 | 14.746 | 70.7856 | 67.4454 | 0.066871 | 0.21266 | 0.68656 | 0.20203 | 0.20203 | 105.2632 | 0 | 0.48453 | 0.71481 | 0.21266 | 0.21266 | 0.20203 | 0 | 0 | 5.143 | 0 | 0 | 0 | 0 | 9.2074 | 40 | 0 | 4.0784 | 4.0784 | 0.48588 | 4.0784 | 0 | 0.75522 | 0.17013 | 0 | 0.21266
2025-03-03 17:00 | 0.031903 | 2.4126 | 79.1792 | 82.2909 | 0.05189 | 0.16502 | 0.86721 | 0.15677 | 0.15677 | 105.2632 | 0 | 0.71044 | 0.92257 | 0.16502 | 0.16502 | 0.15677 | 0 | 0 | 5.143 | 0 | 0 | 0 | 0 | 9.2074 | 40 | 0 | 5.1514 | 5.1514 | 0.61372 | 5.1514 | 0 | 0.95393 | 0.13202 | 0 | 0.16502
2025-03-03 18:00 | 0 | 0 | 86.9656 | 90 | 0 | 0 | 0.89945 | 1.5094e-15 | 1.5094e-15 | 0 | 0 | 0.89945 | 0.98939 | 0 | 1.5888e-15 | 1.5094e-15 | 0 | 0 | 5.143 | 1.5888e-15 | 0 | 1.5888e-15 | 0 | 9.2074 | 40 | 0 | 5.3429 | 5.3429 | 0.63654 | 5.3429 | 0 | 0.98939 | 0 | 0 | 1.5888e-15
2025-03-03 19:00 | 0 | 0 | 94.9212 | 90 | 0 | 0 | 0.76718 | 1.5094e-15 | 1.5094e-15 | 0 | 0 | 0.76718 | 0.8439 | 0 | 1.5888e-15 | 1.5094e-15 | 0 | 0 | 5.143 | 1.5888e-15 | 0 | 1.5888e-15 | 0 | 9.2074 | 40 | 0 | 4.5572 | 4.5572 | 0.54293 | 4.5572 | 0 | 0.8439 | 0 | 0 | 1.5888e-15
2025-03-03 20:00 | 0 | 0 | 103.997 | 90 | 0 | 0 | 0.86909 | 3.0188e-15 | 3.0188e-15 | 0 | 0 | 0.86909 | 0.956 | 0 | 3.1776e-15 | 3.0188e-15 | 0 | 0 | 5.143 | 3.1776e-15 | 0 | 3.1776e-15 | 0 | 9.2074 | 40 | 0 | 5.1626 | 5.1626 | 0.61506 | 5.1626 | 0 | 0.956 | 0 | 0 | 3.1776e-15
2025-03-03 21:00 | 0 | 0 | 115.7644 | 90 | 0 | 0 | 0.73626 | 3.0188e-15 | 3.0188e-15 | 0 | 0 | 0.73626 | 0.80988 | 0 | 3.1776e-15 | 3.0188e-15 | 0 | 0 | 5.143 | 3.1776e-15 | 0 | 3.1776e-15 | 0 | 9.2074 | 40 | 0 | 4.3736 | 4.3736 | 0.52105 | 4.3736 | 0 | 0.80988 | 0 | 0 | 3.1776e-15
2025-03-03 22:00 | 0 | 0 | 133.2815 | 90 | 0 | 0 | 0.80385 | 3.0188e-15 | 3.0188e-15 | 0 | 0 | 0.80385 | 0.88423 | 0 | 3.1776e-15 | 3.0188e-15 | 0 | 0 | 5.143 | 3.1776e-15 | 0 | 3.1776e-15 | 0 | 9.2074 | 40 | 0 | 4.7751 | 4.7751 | 0.56888 | 4.7751 | 0 | 0.88423 | 0 | 0 | 3.1776e-15
2025-03-03 23:00 | 0 | 0 | 161.3278 | 90 | 0 | 0 | 0.5448 | 3.0188e-15 | 3.0188e-15 | 0 | 0 | 0.5448 | 0.59928 | 0 | 3.1776e-15 | 3.0188e-15 | 0 | 0 | 5.143 | 3.1776e-15 | 0 | 3.1776e-15 | 0 | 9.2074 | 40 | 0 | 3.2362 | 3.2362 | 0.38555 | 3.2362 | 0 | 0.59928 | 0 | 0 | 3.1776e-15
2025-03-04 | 0 | 0 | -162.7479 | 90 | 0 | 0 | 0.36353 | 3.0188e-15 | 3.0188e-15 | 0 | 0 | 0.36353 | 0.39988 | 0 | 3.1776e-15 | 3.0188e-15 | 0 | 0 | 5.143 | 3.1776e-15 | 0 | 3.1776e-15 | 0 | 9.2074 | 40 | 0 | 2.159 | 2.159 | 0.25721 | 2.159 | 0 | 0.39988 | 0 | 0 | 3.1776e-15
2025-03-04 01:00 | 0 | 0 | -134.4973 | 90 | 0 | 0 | 0.40517 | 4.5281e-15 | 4.5281e-15 | 0 | 0 | 0.40517 | 0.44569 | 0 | 4.7665e-15 | 4.5281e-15 | 0 | 0 | 5.143 | 4.7665e-15 | 0 | 4.7665e-15 | 0 | 9.2074 | 40 | 0 | 2.4063 | 2.4063 | 0.28668 | 2.4063 | 0 | 0.44569 | 0 | 0 | 4.7665e-15
2025-03-04 02:00 | 0 | 0 | -116.6885 | 90 | 0 | 0 | 0.37978 | 4.5281e-15 | 4.5281e-15 | 0 | 0 | 0.37978 | 0.41776 | 0 | 4.7665e-15 | 4.5281e-15 | 0 | 0 | 5.143 | 4.7665e-15 | 0 | 4.7665e-15 | 0 | 9.2074 | 40 | 0 | 2.2555 | 2.2555 | 0.26871 | 2.2555 | 0 | 0.41776 | 0 | 0 | 4.7665e-15
2025-03-04 03:00 | 0 | 0 | -104.7393 | 90 | 0 | 0 | 0.36148 | 4.5281e-15 | 4.5281e-15 | 0 | 0 | 0.36148 | 0.39763 | 0 | 4.7665e-15 | 4.5281e-15 | 0 | 0 | 5.143 | 4.7665e-15 | 0 | 4.7665e-15 | 0 | 9.2074 | 40 | 0 | 2.1468 | 2.1468 | 0.25576 | 2.1468 | 0 | 0.39763 | 0 | 0 | 4.7665e-15
2025-03-04 04:00 | 0 | 0 | -95.5656 | 90 | 0 | 0 | 0.24807 | 4.5281e-15 | 4.5281e-15 | 0 | 0 | 0.24807 | 0.27288 | 0 | 4.7665e-15 | 4.5281e-15 | 0 | 0 | 5.143 | 4.7665e-15 | 0 | 4.7665e-15 | 0 | 9.2074 | 40 | 0 | 1.4733 | 1.4733 | 0.17552 | 1.4733 | 0 | 0.27288 | 0 | 0 | 4.7665e-15
2025-03-04 05:00 | 0 | 0 | -87.5668 | 90 | 0 | 0 | 0.39424 | 4.5281e-15 | 4.5281e-15 | 0 | 0 | 0.39424 | 0.43366 | 0 | 4.7665e-15 | 4.5281e-15 | 0 | 0 | 5.143 | 4.7665e-15 | 0 | 4.7665e-15 | 0 | 9.2074 | 40 | 0 | 2.3414 | 2.3414 | 0.27894 | 2.3414 | 0 | 0.43366 | 0 | 0 | 4.7665e-15
2025-03-04 06:00 | 0.0041022 | 2.1812 | -79.7771 | 82.7991 | 0.0039199 | 0.012466 | 0.51136 | 0.011843 | 0.011843 | 105.2632 | 0 | 0.49952 | 0.56013 | 0.012466 | 0.012466 | 0.011843 | 0 | 0 | 5.143 | 4.7665e-15 | 0 | 4.7665e-15 | 0 | 9.2074 | 40 | 0 | 3.037 | 3.037 | 0.36181 | 3.037 | 0 | 0.5625 | 0.0099726 | 0 | 0.012466
2025-03-04 07:00 | 0.073769 | 14.549 | -71.4158 | 67.9384 | 0.070556 | 0.22438 | 0.4049 | 0.21316 | 0.21316 | 105.2632 | 0 | 0.19174 | 0.40276 | 0.22438 | 0.22438 | 0.21316 | 0 | 0 | 5.143 | 4.7665e-15 | 0 | 4.7665e-15 | 0 | 9.2074 | 40 | 0 | 2.4047 | 2.4047 | 0.28648 | 2.4047 | 0 | 0.44539 | 0.1795 | 0 | 0.22438
2025-03-04 08:00 | 0.26291 | 26.267 | -61.6229 | 53.1114 | 0.2803 | 0.89139 | 0.42051 | 0.42051 | 0.42051 | 211.9771 | 0 | 0 | 0.2932 | 0.89139 | 0.44264 | 0.42051 | 0 | 0 | 5.143 | 4.7665e-15 | 0.44874 | 0 | 0.44874 | 9.6087 | 41.7437 | 0 | 2.4974 | 2.4974 | 0.29753 | 2.4974 | 0 | 0.46256 | 0.71311 | 0 | 0.89139
2025-03-04 09:00 | 0.40256 | 36.8027 | -49.2676 | 38.3705 | 0.44518 | 1.4158 | 0.43044 | 0.43044 | 0.43044 | 328.9081 | 0 | 0 | 0 | 1.4158 | 0.4531 | 0.43044 | 0 | 0 | 5.143 | 0.35899 | 0.96266 | 0 | 0.96266 | 10.4698 | 45.4843 | 0 | 2.5564 | 2.5564 | 0.30456 | 2.5564 | 0 | 0.47349 | 1.1326 | 0 | 1.7748
2025-03-04 10:00 | 0.27868 | 45.2399 | -32.9663 | 23.8884 | 0.26846 | 0.85375 | 0.3163 | 0.3163 | 0.3163 | 269.9166 | 0 | 0 | 0 | 0.85375 | 0.33295 | 0.3163 | 0 | 0 | 5.143 | 1.1291 | 0.5208 | 0 | 0.5208 | 10.9356 | 47.508 | 0 | 1.8785 | 1.8785 | 0.2238 | 1.8785 | 0 | 0.34793 | 0.683 | 0 | 1.9829
2025-03-04 11:00 | 0.34108 | 50.1737 | -12.0267 | 10.7812 | 0.33297 | 1.0589 | 0.35 | 0.35 | 0.35 | 302.5507 | 0 | 0 | 0 | 1.0589 | 0.36842 | 0.35 | 0 | 0 | 5.143 | 1.5458 | 0.6905 | 0 | 0.6905 | 11.5532 | 50.1911 | 0 | 2.0786 | 2.0786 | 0.24764 | 2.0786 | 0 | 0.385 | 0.84713 | 0 | 2.6047
2025-03-04 12:00 | 0.17621 | 50.2551 | 11.3057 | 10.4492 | 0.16724 | 0.53186 | 0.71185 | 0.71185 | 0.71185 | 74.7152 | 0 | 0 | 0 | 0.53186 | 0.74932 | 0.71185 | 0 | 0 | 5.143 | 2.0982 | 0 | 0.21746 | -0.21746 | 11.3101 | 49.1349 | 0 | 4.2286 | 4.2286 | 0.50378 | 4.2286 | 0 | 0.78304 | 0.42549 | 0 | 2.63
2025-03-04 13:00 | 0.31052 | 45.4572 | 32.3756 | 23.4417 | 0.30255 | 0.96218 | 0.53175 | 0.53175 | 0.53175 | 180.9442 | 0 | 0 | 0 | 0.96218 | 0.55974 | 0.53175 | 0 | 0 | 5.143 | 1.8807 | 0.40244 | 0 | 0.40244 | 11.67 | 50.6986 | 0 | 3.1587 | 3.1587 | 0.37632 | 3.1587 | 0 | 0.58493 | 0.76974 | 0 | 2.8429
2025-03-04 14:00 | 0.43528 | 37.1067 | 48.8215 | 37.9086 | 0.4967 | 1.5796 | 0.69671 | 0.69671 | 0.69671 | 226.721 | 0 | 0 | 0 | 1.5796 | 0.73338 | 0.69671 | 0 | 0 | 5.143 | 2.2027 | 0.84621 | 0 | 0.84621 | 12.4269 | 53.9867 | 0 | 4.1387 | 4.1387 | 0.49306 | 4.1387 | 0 | 0.76638 | 1.2637 | 0 | 3.7823
2025-03-04 15:00 | 0.39113 | 26.6206 | 61.2796 | 52.6452 | 0.49897 | 1.5868 | 0.52842 | 0.52842 | 0.52842 | 300.2939 | 0 | 0 | 0 | 1.5868 | 0.55623 | 0.52842 | 0 | 0 | 5.143 | 2.8796 | 1.0306 | 0 | 1.0306 | 13.3487 | 57.9913 | 0 | 3.139 | 3.139 | 0.37396 | 3.139 | 0 | 0.58126 | 1.2695 | 0 | 4.4664
2025-03-04 16:00 | 0.11101 | 14.9302 | 71.1341 | 67.4705 | 0.10972 | 0.34893 | 0.5389 | 0.5389 | 0.5389 | 64.7476 | 0 | 1.1102e-16 | 0 | 0.34893 | 0.56727 | 0.5389 | 0 | 0 | 5.0559 | 3.7041 | 0 | 0.21834 | -0.21834 | 13.1045 | 56.9308 | 0 | 3.2012 | 3.2012 | 0.38138 | 3.2012 | 0 | 0.59279 | 0.27914 | 0 | 4.053
2025-03-04 17:00 | 0.022484 | 2.5772 | 79.5265 | 82.3306 | 0.024204 | 0.076974 | 0.73909 | 0.73909 | 0.73909 | 10.4148 | 0 | 0 | 0 | 0.076974 | 0.77799 | 0.73909 | 0 | 0 | 5.143 | 3.4858 | 0 | 0.70101 | -0.70101 | 12.3208 | 53.5259 | 0 | 4.3904 | 4.3904 | 0.52305 | 4.3904 | 0 | 0.813 | 0.061579 | 0 | 3.5627
2025-03-04 18:00 | 0 | 0 | 87.3224 | 90 | 0 | 0 | 0.51922 | 0.51922 | 0.51922 | 0 | 0 | 0 | 0 | 0 | 0.54655 | 0.51922 | 0 | 0 | 5.143 | 2.7847 | 0 | 0.54655 | -0.54655 | 11.7097 | 50.8712 | 0 | 3.0843 | 3.0843 | 0.36745 | 3.0843 | 0 | 0.57115 | 0 | 0 | 2.7847
2025-03-04 19:00 | 0 | 0 | 95.3017 | 90 | 0 | 0 | 0.75611 | 0.75611 | 0.75611 | 0 | 0 | 1.1102e-16 | 0 | 0 | 0.7959 | 0.75611 | 0 | 0 | 5.143 | 2.2382 | 0 | 0.7959 | -0.7959 | 10.8199 | 47.0054 | 0 | 4.4915 | 4.4915 | 0.5351 | 4.4915 | 0 | 0.83172 | 0 | 0 | 2.2382
2025-03-04 20:00 | 0 | 0 | 104.419 | 90 | 0 | 0 | 0.77758 | 0.77758 | 0.77758 | 0 | 0 | 1.1102e-16 | 0 | 0 | 0.8185 | 0.77758 | 0 | 0 | 5.143 | 1.4423 | 0 | 0.8185 | -0.8185 | 9.9048 | 43.0298 | 0 | 4.619 | 4.619 | 0.55029 | 4.619 | 0 | 0.85534 | 0 | 0 | 1.4423
2025-03-04 21:00 | 0 | 0 | 116.2443 | 90 | 0 | 0 | 0.74637 | 0.5926 | 0.5926 | 0 | 0 | 0.15377 | 0.22841 | 0 | 0.62378 | 0.5926 | 0 | 0 | 5.143 | 0.62378 | 0 | 0.62378 | -0.62378 | 9.2074 | 40 | 0 | 4.4336 | 4.4336 | 0.52821 | 4.4336 | 0 | 0.82101 | 0 | 0 | 0.62378
2025-03-04 22:00 | 0 | 0 | 133.7996 | 90 | 0 | 0 | 0.80302 | 0 | 0 | 0 | 0 | 0.80302 | 0.88332 | 0 | 0 | 0 | 0 | 0 | 5.143 | 0 | 0 | 0 | 0 | 9.2074 | 40 | 0 | 4.7701 | 4.7701 | 0.5683 | 4.7701 | 0 | 0.88332 | 0 | 0 | 0
2025-03-04 23:00 | 0 | 0 | 161.6806 | 90 | 0 | 0 | 0.67744 | 0 | 0 | 0 | 0 | 0.67744 | 0.74518 | 0 | 0 | 0 | 0 | 0 | 5.143 | 0 | 0 | 0 | 0 | 9.2074 | 40 | 0 | 4.0241 | 4.0241 | 0.47942 | 4.0241 | 0 | 0.74518 | 0 | 0 | 0
2025-03-05 | 0 | 0 | -162.8651 | 90 | 0 | 0 | 0.40157 | 0 | 0 | 0 | 0 | 0.40157 | 0.44172 | 0 | 0 | 0 | 0 | 0 | 5.143 | 0 | 0 | 0 | 0 | 9.2074 | 40 | 0 | 2.3849 | 2.3849 | 0.28413 | 2.3849 | 0 | 0.44172 | 0 | 0 | 0
2025-03-05 01:00 | 0 | 0 | -134.8664 | 90 | 0 | 0 | 0.30913 | 1.5094e-15 | 1.5094e-15 | 0 | 0 | 0.30913 | 0.34005 | 0 | 1.5888e-15 | 1.5094e-15 | 0 | 0 | 5.143 | 1.5888e-15 | 0 | 1.5888e-15 | 0 | 9.2074 | 40 | 0 | 1.8359 | 1.8359 | 0.21872 | 1.8359 | 0 | 0.34005 | 0 | 0 | 1.5888e-15
2025-03-05 02:00 | 0 | 0 | -117.0776 | 90 | 0 | 0 | 0.39422 | 1.5094e-15 | 1.5094e-15 | 0 | 0 | 0.39422 | 0.43364 | 0 | 1.5888e-15 | 1.5094e-15 | 0 | 0 | 5.143 | 1.5888e-15 | 0 | 1.5888e-15 | 0 | 9.2074 | 40 | 0 | 2.3413 | 2.3413 | 0.27893 | 2.3413 | 0 | 0.43364 | 0 | 0 | 1.5888e-15
2025-03-05 03:00 | 0 | 0 | -105.0974 | 90 | 0 | 0 | 0.3244 | 3.0188e-15 | 3.0188e-15 | 0 | 0 | 0.3244 | 0.35684 | 0 | 3.1776e-15 | 3.0188e-15 | 0 | 0 | 5.143 | 3.1776e-15 | 0 | 3.1776e-15 | 0 | 9.2074 | 40 | 0 | 1.9266 | 1.9266 | 0.22953 | 1.9266 | 0 | 0.35684 | 0 | 0 | 3.1776e-15
2025-03-05 04:00 | 0 | 0 | -95.8942 | 90 | 0 | 0 | 0.48664 | 3.0188e-15 | 3.0188e-15 | 0 | 0 | 0.48664 | 0.5353 | 0 | 3.1776e-15 | 3.0188e-15 | 0 | 0 | 5.143 | 3.1776e-15 | 0 | 3.1776e-15 | 0 | 9.2074 | 40 | 0 | 2.8901 | 2.8901 | 0.34432 | 2.8901 | 0 | 0.5353 | 0 | 0 | 3.1776e-15
2025-03-05 05:00 | 0 | 0 | -87.8756 | 90 | 0 | 0 | 0.3751 | 3.0188e-15 | 3.0188e-15 | 0 | 0 | 0.3751 | 0.41261 | 0 | 3.1776e-15 | 3.0188e-15 | 0 | 0 | 5.143 | 3.1776e-15 | 0 | 3.1776e-15 | 0 | 9.2074 | 40 | 0 | 2.2277 | 2.2277 | 0.2654 | 2.2277 | 0 | 0.41261 | 0 | 0 | 3.1776e-15
2025-03-05 06:00 | 0.012423 | 2.4273 | -80.0753 | 82.7438 | 0.012173 | 0.038713 | 0.40504 | 0.036777 | 0.036777 | 105.2632 | 0 | 0.36827 | 0.43819 | 0.038713 | 0.038713 | 0.036777 | 0 | 0 | 5.143 | 3.1776e-15 | 0 | 3.1776e-15 | 0 | 9.2074 | 40 | 0 | 2.4055 | 2.4055 | 0.28659 | 2.4055 | 0 | 0.44555 | 0.03097 | 0 | 0.038713
2025-03-05 07:00 | 0.089823 | 14.8113 | -71.7092 | 67.8694 | 0.086485 | 0.27504 | 0.32005 | 0.26129 | 0.26129 | 105.2632 | 0 | 0.058766 | 0.2998 | 0.27504 | 0.27504 | 0.26129 | 0 | 0 | 5.143 | 3.1776e-15 | 0 | 3.1776e-15 | 0 | 9.2074 | 40 | 0 | 1.9008 | 1.9008 | 0.22645 | 1.9008 | 0 | 0.35206 | 0.22003 | 0 | 0.27504
2025-03-05 08:00 | 0.29946 | 26.5548 | -61.9109 | 53.0254 | 0.33532 | 1.0664 | 0.58353 | 0.58353 | 0.58353 | 182.7475 | 0 | 0 | 0.43927 | 1.0664 | 0.61424 | 0.58353 | 0 | 0 | 5.143 | 4.7665e-15 | 0.45214 | 0 | 0.45214 | 9.6118 | 41.7569 | 0 | 3.4655 | 3.4655 | 0.41287 | 3.4655 | 0 | 0.64188 | 0.85311 | 0 | 1.0664
2025-03-05 09:00 | 0.46035 | 37.1254 | -49.5339 | 38.2596 | 0.53711 | 1.7081 | 0.26558 | 0.26558 | 0.26558 | 643.1595 | 0 | 0 | 0 | 1.7081 | 0.27956 | 0.26558 | 0 | 0 | 5.143 | 0.36172 | 1.4285 | 0 | 1.4285 | 10.8895 | 47.3078 | 0 | 1.5773 | 1.5773 | 0.18791 | 1.5773 | 0 | 0.29214 | 1.3665 | 0 | 2.0698
2025-03-05 10:00 | 0.39223 | 45.6016 | -33.1604 | 23.7296 | 0.40023 | 1.2728 | 0.36398 | 0.36398 | 0.36398 | 349.6914 | 0 | 0 | 0 | 1.2728 | 0.38314 | 0.36398 | 0 | 0 | 5.143 | 1.5045 | 0.88967 | 0 | 0.88967 | 11.6852 | 50.7648 | 0 | 2.1617 | 2.1617 | 0.25753 | 2.1617 | 0 | 0.40038 | 1.0182 | 0 | 2.7774
2025-03-05 11:00 | 0.52709 | 50.5596 | -12.0588 | 10.4825 | 0.57884 | 1.8408 | 0.33702 | 0.33702 | 0.33702 | 546.1986 | 0 | 0 | 0 | 1.8408 | 0.35476 | 0.33702 | 0 | 0 | 5.143 | 2.2163 | 1.486 | 0 | 1.486 | 13.0144 | 56.5391 | 0 | 2.0015 | 2.0015 | 0.23846 | 2.0015 | 0 | 0.37072 | 1.4726 | 0 | 4.0571
2025-03-05 12:00 | 0.23363 | 50.6246 | 11.4837 | 10.213 | 0.22233 | 0.70705 | 0.92983 | 0.92983 | 0.92983 | 76.0414 | 0 | 1.1102e-16 | 0 | 0.70705 | 0.97877 | 0.92983 | 0 | 0 | 5.0906 | 3.4051 | 0 | 0.27171 | -0.27171 | 12.7106 | 55.2194 | 0 | 5.5234 | 5.5234 | 0.65804 | 5.5234 | 0 | 1.0228 | 0.56564 | 0 | 4.1122
2025-03-05 13:00 | 0.42225 | 45.7746 | 32.6909 | 23.3744 | 0.44021 | 1.4 | 1.1393 | 1.1393 | 1.1393 | 122.8826 | 0 | 0 | 0 | 1.4 | 1.1992 | 1.1393 | 0 | 0 | 5.143 | 3.1334 | 0.20073 | 0 | 0.20073 | 12.8902 | 55.9994 | 0 | 6.7675 | 6.7675 | 0.80625 | 6.7675 | 0 | 1.2532 | 1.12 | 0 | 4.5334
2025-03-05 14:00 | 0.34051 | 37.3669 | 49.1805 | 37.8936 | 0.35109 | 1.1165 | 0.55987 | 0.55987 | 0.55987 | 199.4238 | 0 | 0 | 0 | 1.1165 | 0.58934 | 0.55987 | 0 | 0 | 5.143 | 3.294 | 0.52718 | 0 | 0.52718 | 13.3617 | 58.0478 | 0 | 3.3258 | 3.3258 | 0.39622 | 3.3258 | 0 | 0.61586 | 0.89322 | 0 | 4.4105
2025-03-05 15:00 | 0.21253 | 26.8353 | 61.6394 | 52.6563 | 0.21095 | 0.67087 | 0.71471 | 0.71471 | 0.71471 | 93.8656 | 0 | 0 | 0 | 0.67087 | 0.75233 | 0.71471 | 0 | 0 | 5.143 | 3.7157 | 0 | 0.081459 | -0.081459 | 13.2706 | 57.6522 | 0 | 4.2456 | 4.2456 | 0.5058 | 4.2456 | 0 | 0.78618 | 0.53669 | 0 | 4.3866
2025-03-05 16:00 | 0.17601 | 15.1133 | 71.4865 | 67.499 | 0.20693 | 0.65806 | 0.45235 | 0.45235 | 0.45235 | 145.476 | 0 | 0 | 0 | 0.65806 | 0.47616 | 0.45235 | 0 | 0 | 5.143 | 3.6343 | 0.1819 | 0 | 0.1819 | 13.4333 | 58.359 | 0 | 2.6871 | 2.6871 | 0.32013 | 2.6871 | 0 | 0.49759 | 0.52645 | 0 | 4.2923
2025-03-05 17:00 | 0.032 | 2.7408 | 79.877 | 82.373 | 0.044093 | 0.14022 | 0.79569 | 0.79569 | 0.79569 | 17.6228 | 0 | 1.1102e-16 | 0 | 0.14022 | 0.83757 | 0.79569 | 0 | 0 | 5.143 | 3.7798 | 0 | 0.69735 | -0.69735 | 12.6537 | 54.9719 | 0 | 4.7266 | 4.7266 | 0.56311 | 4.7266 | 0 | 0.87526 | 0.11218 | 0 | 3.92
2025-03-05 18:00 | 0 | 0 | 87.682 | 90 | 0 | 0 | 0.90597 | 0.90597 | 0.90597 | 0 | 0 | 1.1102e-16 | 0 | 0 | 0.95365 | 0.90597 | 0 | 0 | 5.143 | 3.0825 | 0 | 0.95365 | -0.95365 | 11.5874 | 50.3399 | 0 | 5.3817 | 5.3817 | 0.64115 | 5.3817 | 0 | 0.99656 | 0 | 0 | 3.0825
2025-03-05 19:00 | 0 | 0 | 95.6848 | 90 | 0 | 0 | 0.83632 | 0.83632 | 0.83632 | 0 | 0 | 0 | 0 | 0 | 0.88034 | 0.83632 | 0 | 0 | 5.143 | 2.1288 | 0 | 0.88034 | -0.88034 | 10.6032 | 46.064 | 0 | 4.968 | 4.968 | 0.59187 | 4.968 | 0 | 0.91996 | 0 | 0 | 2.1288
2025-03-05 20:00 | 0 | 0 | 104.843 | 90 | 0 | 0 | 0.67285 | 0.67285 | 0.67285 | 0 | 0 | 0 | 0 | 0 | 0.70826 | 0.67285 | 0 | 0 | 5.143 | 1.2485 | 0 | 0.70826 | -0.70826 | 9.8113 | 42.6238 | 0 | 3.9969 | 3.9969 | 0.47618 | 3.9969 | 0 | 0.74014 | 0 | 0 | 1.2485
2025-03-05 21:00 | 0 | 0 | 116.7254 | 90 | 0 | 0 | 0.9602 | 0.51319 | 0.51319 | 0 | 0 | 0.447 | 0.54302 | 0 | 0.5402 | 0.51319 | 0 | 0 | 5.143 | 0.5402 | 0 | 0.5402 | -0.5402 | 9.2074 | 40 | 0 | 5.7038 | 5.7038 | 0.67953 | 5.7038 | 0 | 1.0562 | 0 | 0 | 0.5402
2025-03-05 22:00 | 0 | 0 | 134.316 | 90 | 0 | 0 | 0.62206 | 0 | 0 | 0 | 0 | 0.62206 | 0.68426 | 0 | 0 | 0 | 0 | 0 | 5.143 | 0 | 0 | 0 | 0 | 9.2074 | 40 | 0 | 3.6952 | 3.6952 | 0.44023 | 3.6952 | 0 | 0.68426 | 0 | 0 | 0
2025-03-05 23:00 | 0 | 0 | 162.031 | 90 | 0 | 0 | 0.65798 | 1.5094e-15 | 1.5094e-15 | 0 | 0 | 0.65798 | 0.72378 | 0 | 1.5888e-15 | 1.5094e-15 | 0 | 0 | 5.143 | 1.5888e-15 | 0 | 1.5888e-15 | 0 | 9.2074 | 40 | 0 | 3.9086 | 3.9086 | 0.46565 | 3.9086 | 0 | 0.72378 | 0 | 0 | 1.5888e-15
2025-03-06 | 0 | 0 | -162.9751 | 90 | 0 | 0 | 0.40252 | 3.0188e-15 | 3.0188e-15 | 0 | 0 | 0.40252 | 0.44277 | 0 | 3.1776e-15 | 3.0188e-15 | 0 | 0 | 5.143 | 3.1776e-15 | 0 | 3.1776e-15 | 0 | 9.2074 | 40 | 0 | 2.3905 | 2.3905 | 0.2848 | 2.3905 | 0 | 0.44277 | 0 | 0 | 3.1776e-15
2025-03-06 01:00 | 0 | 0 | -135.2276 | 90 | 0 | 0 | 0.28817 | 3.0188e-15 | 3.0188e-15 | 0 | 0 | 0.28817 | 0.31699 | 0 | 3.1776e-15 | 3.0188e-15 | 0 | 0 | 5.143 | 3.1776e-15 | 0 | 3.1776e-15 | 0 | 9.2074 | 40 | 0 | 1.7114 | 1.7114 | 0.20389 | 1.7114 | 0 | 0.31699 | 0 | 0 | 3.1776e-15
2025-03-06 02:00 | 0 | 0 | -117.4627 | 90 | 0 | 0 | 0.32486 | 3.0188e-15 | 3.0188e-15 | 0 | 0 | 0.32486 | 0.35735 | 0 | 3.1776e-15 | 3.0188e-15 | 0 | 0 | 5.143 | 3.1776e-15 | 0 | 3.1776e-15 | 0 | 9.2074 | 40 | 0 | 1.9293 | 1.9293 | 0.22985 | 1.9293 | 0 | 0.35735 | 0 | 0 | 3.1776e-15
2025-03-06 03:00 | 0 | 0 | -105.4537 | 90 | 0 | 0 | 0.44326 | 3.0188e-15 | 3.0188e-15 | 0 | 0 | 0.44326 | 0.48759 | 0 | 3.1776e-15 | 3.0188e-15 | 0 | 0 | 5.143 | 3.1776e-15 | 0 | 3.1776e-15 | 0 | 9.2074 | 40 | 0 | 2.6325 | 2.6325 | 0.31362 | 2.6325 | 0 | 0.48759 | 0 | 0 | 3.1776e-15
2025-03-06 04:00 | 0 | 0 | -96.2222 | 90 | 0 | 0 | 0.37261 | 4.5281e-15 | 4.5281e-15 | 0 | 0 | 0.37261 | 0.40987 | 0 | 4.7665e-15 | 4.5281e-15 | 0 | 0 | 5.143 | 4.7665e-15 | 0 | 4.7665e-15 | 0 | 9.2074 | 40 | 0 | 2.2129 | 2.2129 | 0.26364 | 2.2129 | 0 | 0.40987 | 0 | 0 | 4.7665e-15
2025-03-06 05:00 | 0 | 0 | -88.1846 | 90 | 0 | 0 | 0.31095 | 6.0375e-15 | 6.0375e-15 | 0 | 0 | 0.31095 | 0.34205 | 0 | 6.3553e-15 | 6.0375e-15 | 0 | 0 | 5.143 | 6.3553e-15 | 0 | 6.3553e-15 | 0 | 9.2074 | 40 | 0 | 1.8467 | 1.8467 | 0.22001 | 1.8467 | 0 | 0.34205 | 0 | 0 | 6.3553e-15
2025-03-06 06:00 | 0.042222 | 2.6765 | -80.3742 | 82.6865 | 0.083981 | 0.26707 | 0.43131 | 0.25372 | 0.25372 | 105.2632 | 0 | 0.17759 | 0.4237 | 0.26707 | 0.26707 | 0.25372 | 0 | 0 | 5.143 | 6.3553e-15 | 0 | 6.3553e-15 | 0 | 9.2074 | 40 | 0 | 2.5615 | 2.5615 | 0.30517 | 2.5615 | 0 | 0.47444 | 0.21366 | 0 | 0.26707
2025-03-06 07:00 | 0.13826 | 15.0763 | -72.0038 | 67.7989 | 0.14426 | 0.45876 | 0.36361 | 0.36361 | 0.36361 | 126.1699 | 0 | 0 | 0.3128 | 0.45876 | 0.38274 | 0.36361 | 0 | 0 | 5.143 | 6.3553e-15 | 0.076018 | 0 | 0.076018 | 9.2754 | 40.2954 | 0 | 2.1594 | 2.1594 | 0.25727 | 2.1594 | 0 | 0.39997 | 0.36701 | 0 | 0.45876
2025-03-06 08:00 | 0.23854 | 26.8452 | -62.2005 | 52.9389 | 0.24325 | 0.77358 | 0.51294 | 0.51294 | 0.51294 | 150.8123 | 0 | 0 | 0.35948 | 0.77358 | 0.53994 | 0.51294 | 0 | 0 | 5.143 | 0.060815 | 0.23364 | 0 | 0.23364 | 9.4843 | 41.2032 | 0 | 3.0463 | 3.0463 | 0.36293 | 3.0463 | 0 | 0.56423 | 0.61886 | 0 | 0.83439
2025-03-06 09:00 | 0.59597 | 37.4505 | -49.8021 | 38.1491 | 0.75763 | 2.4094 | 0.36029 | 0.36029 | 0.36029 | 668.7285 | 0 | 0 | 0 | 2.4094 | 0.37926 | 0.36029 | 0 | 0 | 5.143 | 0.24773 | 2.0301 | 0 | 2.0301 | 11.3001 | 49.0917 | 0 | 2.1398 | 2.1398 | 0.25492 | 2.1398 | 0 | 0.39632 | 1.9275 | 0 | 2.6571
2025-03-06 10:00 | 0.84516 | 45.9659 | -33.3556 | 23.5729 | 1.0766 | 3.4238 | 0.32139 | 0.32139 | 0.32139 | 1065.327 | 0 | 0 | 0 | 3.4238 | 0.3383 | 0.32139 | 0 | 0 | 5.143 | 1.8718 | 3.0855 | 0 | 3.0855 | 14.0599 | 61.0812 | 0 | 1.9087 | 1.9087 | 0.22739 | 1.9087 | 0 | 0.35353 | 2.7391 | 0 | 5.2957
2025-03-06 11:00 | 0.88057 | 50.9481 | -12.0883 | 10.1864 | 1.1143 | 3.5435 | 0.44941 | 0.44941 | 0.44941 | 788.4826 | 0 | 0 | 0 | 3.5435 | 0.47306 | 0.44941 | 0 | 0 | 4.1049 | 4.3402 | 3.0705 | 0 | 3.0705 | 16.8062 | 73.012 | 0 | 2.669 | 2.669 | 0.31798 | 2.669 | 0 | 0.49435 | 2.8348 | 0 | 7.8838
2025-03-06 12:00 | 0.77967 | 50.9954 | 11.6688 | 9.9864 | 0.97722 | 3.1077 | 0.69817 | 0.69817 | 0.69817 | 445.1221 | 0 | 0 | 0 | 3.1077 | 0.73492 | 0.69817 | 0 | 0 | 2.3987 | 6.0061 | 2.3728 | 0 | 2.3728 | 18.9285 | 82.2321 | 0 | 4.1473 | 4.1473 | 0.4941 | 4.1473 | 0 | 0.76799 | 2.4862 | 0 | 9.1139
2025-03-06 13:00 | 0.8577 | 46.0919 | 33.0142 | 23.3147 | 1.0928 | 3.4754 | 0.8276 | 0.8276 | 0.8276 | 419.9352 | 1.3116 | 0 | 0 | 3.4754 | 0.87116 | 0.8276 | 0 | 0 | 1.2927 | 6.0061 | 1.2927 | 0 | 1.2927 | 20.0847 | 87.255 | 0 | 4.9162 | 4.9162 | 0.58569 | 4.9162 | 0 | 0.91036 | 2.7803 | 0 | 9.4815
2025-03-06 14:00 | 0.70693 | 37.626 | 49.546 | 37.8838 | 0.91215 | 2.9008 | 0.76583 | 0.76583 | 0.76583 | 378.7786 | 1.1755 | 0 | 0 | 2.9008 | 0.80613 | 0.76583 | 0 | 0 | 0.91912 | 6.0061 | 0.91912 | 0 | 0.91912 | 20.9068 | 90.8264 | 0 | 4.5492 | 4.5492 | 0.54197 | 4.5492 | 0 | 0.84241 | 2.3206 | 0 | 8.9069
2025-03-06 15:00 | 0.47935 | 27.0486 | 62.0042 | 52.6715 | 0.63424 | 2.017 | 0.68281 | 0.68281 | 0.68281 | 295.3971 | 0.63669 | 0 | 0 | 2.017 | 0.71875 | 0.68281 | 0 | 0 | 0.66156 | 6.0061 | 0.66156 | 0 | 0.66156 | 21.4985 | 93.397 | 0 | 4.0561 | 4.0561 | 0.48322 | 4.0561 | 0 | 0.75109 | 1.6136 | 0 | 8.0232
2025-03-06 16:00 | 0.2934 | 15.2951 | 71.8428 | 67.5309 | 0.4214 | 1.3401 | 0.86766 | 0.86766 | 0.86766 | 154.4541 | 0 | 0 | 0 | 1.3401 | 0.91332 | 0.86766 | 0 | 0 | 0.47618 | 6.0061 | 0.42681 | 0 | 0.42681 | 21.8803 | 95.0555 | 0 | 5.1541 | 5.1541 | 0.61404 | 5.1541 | 0 | 0.95442 | 1.0721 | 0 | 7.3463
2025-03-06 17:00 | 0.052916 | 2.9034 | 80.2307 | 82.4181 | 0.12248 | 0.38949 | 0.81526 | 0.81526 | 0.81526 | 47.7756 | 0 | 0 | 0 | 0.38949 | 0.85817 | 0.81526 | 0 | 0 | 0.37817 | 6.0061 | 0 | 0.46867 | -0.46867 | 21.3563 | 92.7791 | 0 | 4.8428 | 4.8428 | 0.57696 | 4.8428 | 0 | 0.89678 | 0.3116 | 0 | 6.3956
2025-03-06 18:00 | 0 | 0 | 88.0443 | 90 | 0 | 0 | 0.6947 | 0.6947 | 0.6947 | 0 | 0 | 1.1102e-16 | 0 | 0 | 0.73126 | 0.6947 | 0 | 0 | 0.94236 | 6.0061 | 0 | 0.73126 | -0.73126 | 20.5387 | 89.2272 | 0 | 4.1267 | 4.1267 | 0.49164 | 4.1267 | 0 | 0.76417 | 0 | 0 | 6.0061
2025-03-06 19:00 | 0 | 0 | 96.0703 | 90 | 0 | 0 | 0.81654 | 0.81654 | 0.81654 | 0 | 0 | 1.1102e-16 | 0 | 0 | 0.85952 | 0.81654 | 0 | 0 | 1.5888 | 6.0061 | 0 | 0.85952 | -0.85952 | 19.5777 | 85.0524 | 0 | 4.8505 | 4.8505 | 0.57787 | 4.8505 | 0 | 0.8982 | 0 | 0 | 6.0061
2025-03-06 20:00 | 0 | 0 | 105.269 | 90 | 0 | 0 | 0.71014 | 0.71014 | 0.71014 | 0 | 0 | 0 | 0 | 0 | 0.74751 | 0.71014 | 0 | 0 | 2.2427 | 6.0061 | 0 | 0.74751 | -0.74751 | 18.742 | 81.4217 | 0 | 4.2184 | 4.2184 | 0.50256 | 4.2184 | 0 | 0.78115 | 0 | 0 | 6.0061
2025-03-06 21:00 | 0 | 0 | 117.2072 | 90 | 0 | 0 | 0.73964 | 0.73964 | 0.73964 | 0 | 0 | 1.1102e-16 | 0 | 0 | 0.77857 | 0.73964 | 0 | 0 | 2.7293 | 6.0061 | 0 | 0.77857 | -0.77857 | 17.8715 | 77.6401 | 0 | 4.3936 | 4.3936 | 0.52344 | 4.3936 | 0 | 0.8136 | 0 | 0 | 6.0061
2025-03-06 22:00 | 0 | 0 | 134.8306 | 90 | 0 | 0 | 0.71295 | 0.71295 | 0.71295 | 0 | 0 | 1.1102e-16 | 0 | 0 | 0.75047 | 0.71295 | 0 | 0 | 3.2318 | 6.0061 | 0 | 0.75047 | -0.75047 | 17.0325 | 73.9949 | 0 | 4.2351 | 4.2351 | 0.50455 | 4.2351 | 0 | 0.78425 | 0 | 0 | 6.0061
2025-03-06 23:00 | 0 | 0 | 162.3789 | 90 | 0 | 0 | 0.79231 | 0.79231 | 0.79231 | 0 | 0 | 1.1102e-16 | 0 | 0 | 0.83401 | 0.79231 | 0 | 0 | 3.6991 | 6.0061 | 0 | 0.83401 | -0.83401 | 16.1 | 69.944 | 0 | 4.7065 | 4.7065 | 0.56072 | 4.7065 | 0 | 0.87154 | 0 | 0 | 6.0061
2025-03-07 | 0 | 0 | -163.0781 | 90 | 0 | 0 | 0.33314 | 0.33314 | 0.33314 | 0 | 0 | 5.5511e-17 | 0 | 0 | 0.35068 | 0.33314 | 0 | 0 | 4.2413 | 6.0061 | 0 | 0.35068 | -0.35068 | 15.7079 | 68.2408 | 0 | 1.9785 | 1.9785 | 0.23571 | 1.9785 | 0 | 0.36646 | 0 | 0 | 6.0061
2025-03-07 01:00 | 0 | 0 | -135.581 | 90 | 0 | 0 | 0.19038 | 0.19038 | 0.19038 | 0 | 0 | 2.7756e-17 | 0 | 0 | 0.2004 | 0.19038 | 0 | 0 | 4.337 | 5.8143 | 0 | 0.2004 | -0.2004 | 15.4839 | 67.2674 | 0 | 1.1306 | 1.1306 | 0.1347 | 1.1306 | 0 | 0.20942 | 0 | 0 | 5.8143
2025-03-07 02:00 | 0 | 0 | -117.8436 | 90 | 0 | 0 | 0.18993 | 0.18993 | 0.18993 | 0 | 0 | 0 | 0 | 0 | 0.19993 | 0.18993 | 0 | 0 | 4.3669 | 5.6139 | 0 | 0.19993 | -0.19993 | 15.2604 | 66.2963 | 0 | 1.128 | 1.128 | 0.13438 | 1.128 | 0 | 0.20892 | 0 | 0 | 5.6139
2025-03-07 03:00 | 0 | 0 | -105.8082 | 90 | 0 | 0 | 0.29453 | 0.29453 | 0.29453 | 0 | 0 | 0 | 0 | 0 | 0.31004 | 0.29453 | 0 | 0 | 4.4498 | 5.414 | 0 | 0.31004 | -0.31004 | 14.9137 | 64.7904 | 0 | 1.7492 | 1.7492 | 0.2084 | 1.7492 | 0 | 0.32399 | 0 | 0 | 5.414
2025-03-07 04:00 | 0 | 0 | -96.5496 | 90 | 0 | 0 | 0.34892 | 0.34892 | 0.34892 | 0 | 0 | 5.5511e-17 | 0 | 0 | 0.36729 | 0.34892 | 0 | 0 | 4.6548 | 5.1039 | 0 | 0.36729 | -0.36729 | 14.5031 | 63.0065 | 0 | 2.0722 | 2.0722 | 0.24688 | 2.0722 | 0 | 0.38382 | 0 | 0 | 5.1039
2025-03-07 05:00 | 0 | 0 | -88.4937 | 90 | 0 | 0 | 0.22916 | 0.22916 | 0.22916 | 0 | 0 | 2.7756e-17 | 0 | 0 | 0.24122 | 0.22916 | 0 | 0 | 4.9044 | 4.7366 | 0 | 0.24122 | -0.24122 | 14.2334 | 61.8348 | 0 | 1.3609 | 1.3609 | 0.16214 | 1.3609 | 0 | 0.25207 | 0 | 0 | 4.7366
2025-03-07 06:00 | 0.046722 | 2.9286 | -80.6736 | 82.6272 | 0.091971 | 0.29248 | 0.28109 | 0.28109 | 0.28109 | 104.0534 | 0 | 0 | 0 | 0.29248 | 0.29588 | 0.28109 | 0 | 0 | 5.0292 | 4.4954 | 0 | 0.0034004 | -0.0034004 | 14.2296 | 61.8183 | 0 | 1.6694 | 1.6694 | 0.19888 | 1.6694 | 0 | 0.3092 | 0.23399 | 0 | 4.7879
2025-03-07 07:00 | 0.14542 | 15.344 | -72.2994 | 67.7272 | 0.15308 | 0.48681 | 0.41495 | 0.41495 | 0.41495 | 117.3186 | 0 | 0 | 0 | 0.48681 | 0.43678 | 0.41495 | 0 | 0 | 4.9549 | 4.492 | 0.050023 | 0 | 0.050023 | 14.2743 | 62.0127 | 0 | 2.4643 | 2.4643 | 0.29359 | 2.4643 | 0 | 0.45644 | 0.38945 | 0 | 4.9788
2025-03-07 08:00 | 0.31793 | 27.138 | -62.4917 | 52.8517 | 0.35981 | 1.1442 | 0.38232 | 0.38232 | 0.38232 | 299.2907 | 0 | 0 | 0 | 1.1442 | 0.40244 | 0.38232 | 0 | 0 | 4.8847 | 4.532 | 0.74181 | 0 | 0.74181 | 14.9378 | 64.8951 | 0 | 2.2706 | 2.2706 | 0.27051 | 2.2706 | 0 | 0.42055 | 0.9154 | 0 | 5.6763
2025-03-07 09:00 | 0.49608 | 37.7781 | -50.072 | 38.0392 | 0.5894 | 1.8744 | 0.19764 | 0.19764 | 0.19764 | 948.3958 | 0 | 0 | 0 | 1.8744 | 0.20804 | 0.19764 | 0 | 0 | 4.3435 | 5.1255 | 1.6663 | 0 | 1.6663 | 16.4282 | 71.3701 | 0 | 1.1738 | 1.1738 | 0.13984 | 1.1738 | 0 | 0.2174 | 1.4995 | 0 | 6.9999
2025-03-07 10:00 | 0.83629 | 46.3327 | -33.5518 | 23.4186 | 1.0598 | 3.3702 | 0.42431 | 0.42431 | 0.42431 | 794.2831 | 0 | 0 | 0 | 3.3702 | 0.44664 | 0.42431 | 0 | 0 | 3.2356 | 6.0061 | 2.9236 | 0 | 2.9236 | 19.0432 | 82.7301 | 0 | 2.5199 | 2.5199 | 0.30021 | 2.5199 | 0 | 0.46674 | 2.6962 | 0 | 9.3763
2025-03-07 11:00 | 0.84403 | 51.3389 | -12.1153 | 9.8937 | 1.0619 | 3.3769 | 0.40754 | 0.40754 | 0.40754 | 828.6211 | 1.5661 | 0 | 0 | 3.3769 | 0.42899 | 0.40754 | 0 | 0 | 1.3819 | 6.0061 | 1.3819 | 0 | 1.3819 | 20.2792 | 88.0998 | 0 | 2.4203 | 2.4203 | 0.28835 | 2.4203 | 0 | 0.44829 | 2.7015 | 0 | 9.3831
2025-03-07 12:00 | 0.8902 | 51.3676 | 11.861 | 9.7703 | 1.1217 | 3.5672 | 0.57199 | 0.57199 | 0.57199 | 623.6458 | 2.1069 | 0 | 0 | 3.5672 | 0.60209 | 0.57199 | 0 | 0 | 0.8582 | 6.0061 | 0.8582 | 0 | 0.8582 | 21.0467 | 91.4344 | 0 | 3.3978 | 3.3978 | 0.4048 | 3.3978 | 0 | 0.62919 | 2.8537 | 0 | 9.5733
2025-03-07 13:00 | 0.89445 | 46.4089 | 33.3456 | 23.2626 | 1.1356 | 3.6115 | 0.70256 | 0.70256 | 0.70256 | 514.0519 | 2.2543 | 0 | 0 | 3.6115 | 0.73954 | 0.70256 | 0 | 0 | 0.61771 | 6.0061 | 0.61771 | 0 | 0.61771 | 21.5993 | 93.8347 | 0 | 4.1734 | 4.1734 | 0.4972 | 4.1734 | 0 | 0.77281 | 2.8892 | 0 | 9.6177
2025-03-07 14:00 | 0.75216 | 37.8841 | 49.9178 | 37.8795 | 0.96693 | 3.075 | 0.55384 | 0.55384 | 0.55384 | 555.212 | 2.0474 | 0 | 0 | 3.075 | 0.58299 | 0.55384 | 0 | 0 | 0.44462 | 6.0061 | 0.44462 | 0 | 0.44462 | 21.9969 | 95.5623 | 0 | 3.29 | 3.29 | 0.39195 | 3.29 | 0 | 0.60923 | 2.46 | 0 | 9.0812
2025-03-07 15:00 | 0.42956 | 27.2606 | 62.3736 | 52.6909 | 0.55139 | 1.7535 | 0.67096 | 0.67096 | 0.67096 | 261.3421 | 0.7272 | 0 | 0 | 1.7535 | 0.70627 | 0.67096 | 0 | 0 | 0.32003 | 6.0061 | 0.32003 | 0 | 0.32003 | 22.2832 | 96.8059 | 0 | 3.9857 | 3.9857 | 0.47484 | 3.9857 | 0 | 0.73806 | 1.4028 | 0 | 7.7597
2025-03-07 16:00 | 0.24093 | 15.4757 | 72.2027 | 67.5659 | 0.3266 | 1.0386 | 0.74817 | 0.74817 | 0.74817 | 138.8239 | 0.020743 | 0 | 0 | 1.0386 | 0.78755 | 0.74817 | 0 | 0 | 0.23035 | 6.0061 | 0.23035 | 0 | 0.23035 | 22.4892 | 97.7009 | 0 | 4.4443 | 4.4443 | 0.52948 | 4.4443 | 0 | 0.82299 | 0.83091 | 0 | 7.0448
2025-03-07 17:00 | 0.036958 | 3.0651 | 80.5873 | 82.4658 | 0.052097 | 0.16568 | 0.67132 | 0.67132 | 0.67132 | 24.6795 | 0 | 0 | 0 | 0.16568 | 0.70665 | 0.67132 | 0 | 0 | 0.1658 | 6.0061 | 0 | 0.54097 | -0.54097 | 21.8844 | 95.0733 | 0 | 3.9878 | 3.9878 | 0.47509 | 3.9878 | 0 | 0.73845 | 0.13254 | 0 | 6.1718
2025-03-07 18:00 | 0 | 0 | 88.4092 | 90 | 0 | 0 | 0.78913 | 0.78913 | 0.78913 | 0 | 0 | 1.1102e-16 | 0 | 0 | 0.83067 | 0.78913 | 0 | 0 | 0.72355 | 6.0061 | 0 | 0.83067 | -0.83067 | 20.9556 | 91.0387 | 0 | 4.6877 | 4.6877 | 0.55847 | 4.6877 | 0 | 0.86805 | 0 | 0 | 6.0061
2025-03-07 19:00 | 0 | 0 | 96.458 | 90 | 0 | 0 | 0.82278 | 0.82278 | 0.82278 | 0 | 0 | 1.1102e-16 | 0 | 0 | 0.86608 | 0.82278 | 0 | 0 | 1.4168 | 6.0061 | 0 | 0.86608 | -0.86608 | 19.9873 | 86.832 | 0 | 4.8875 | 4.8875 | 0.58228 | 4.8875 | 0 | 0.90506 | 0 | 0 | 6.0061
2025-03-07 20:00 | 0 | 0 | 105.6968 | 90 | 0 | 0 | 0.40867 | 0.40867 | 0.40867 | 0 | 0 | 5.5511e-17 | 0 | 0 | 0.43017 | 0.40867 | 0 | 0 | 2.0428 | 6.0061 | 0 | 0.43017 | -0.43017 | 19.5064 | 84.7426 | 0 | 2.4276 | 2.4276 | 0.28921 | 2.4276 | 0 | 0.44953 | 0 | 0 | 6.0061
2025-03-07 21:00 | 0 | 0 | 117.6897 | 90 | 0 | 0 | 0.98387 | 0.98387 | 0.98387 | 0 | 0 | 1.1102e-16 | 0 | 0 | 1.0357 | 0.98387 | 0 | 0 | 2.2289 | 6.0061 | 0 | 1.0357 | -1.0357 | 18.3485 | 79.7123 | 0 | 5.8444 | 5.8444 | 0.69628 | 5.8444 | 0 | 1.0823 | 0 | 0 | 6.0061
2025-03-07 22:00 | 0 | 0 | 135.343 | 90 | 0 | 0 | 0.90443 | 0.90443 | 0.90443 | 0 | 0 | 0 | 0 | 0 | 0.95204 | 0.90443 | 0 | 0 | 3.0041 | 6.0061 | 0 | 0.95204 | -0.95204 | 17.2841 | 75.0881 | 0 | 5.3726 | 5.3726 | 0.64007 | 5.3726 | 0 | 0.99488 | 0 | 0 | 6.0061
2025-03-07 23:00 | 0 | 0 | 162.724 | 90 | 0 | 0 | 0.54063 | 0.54063 | 0.54063 | 0 | 0 | 1.1102e-16 | 0 | 0 | 0.56909 | 0.54063 | 0 | 0 | 3.6309 | 6.0061 | 0 | 0.56909 | -0.56909 | 16.6478 | 72.324 | 0 | 3.2115 | 3.2115 | 0.3826 | 3.2115 | 0 | 0.59469 | 0 | 0 | 6.0061
2025-03-08 | 0 | 0 | -163.1746 | 90 | 0 | 0 | 0.41277 | 0.41277 | 0.41277 | 0 | 0 | 0 | 0 | 0 | 0.4345 | 0.41277 | 0 | 0 | 3.895 | 6.0061 | 0 | 0.4345 | -0.4345 | 16.162 | 70.2136 | 0 | 2.4514 | 2.4514 | 0.29205 | 2.4514 | 0 | 0.45405 | 0 | 0 | 6.0061
2025-03-08 01:00 | 0 | 0 | -135.9267 | 90 | 0 | 0 | 0.55334 | 0.55334 | 0.55334 | 0 | 0 | 1.1102e-16 | 0 | 0 | 0.58247 | 0.55334 | 0 | 0 | 4.0891 | 6.0061 | 0 | 0.58247 | -0.58247 | 15.5108 | 67.3845 | 0 | 3.2863 | 3.2863 | 0.39151 | 3.2863 | 0 | 0.60868 | 0 | 0 | 6.0061
2025-03-08 02:00 | 0 | 0 | -118.2203 | 90 | 0 | 0 | 0.42558 | 0.42558 | 0.42558 | 0 | 0 | 5.5511e-17 | 0 | 0 | 0.44798 | 0.42558 | 0 | 0 | 4.4589 | 5.638 | 0 | 0.44798 | -0.44798 | 15.01 | 65.2086 | 0 | 2.5275 | 2.5275 | 0.30112 | 2.5275 | 0 | 0.46814 | 0 | 0 | 5.638
2025-03-08 03:00 | 0 | 0 | -106.1608 | 90 | 0 | 0 | 0.50916 | 0.50916 | 0.50916 | 0 | 0 | 0 | 0 | 0 | 0.53596 | 0.50916 | 0 | 0 | 4.7041 | 5.19 | 0 | 0.53596 | -0.53596 | 14.4108 | 62.6054 | 0 | 3.0239 | 3.0239 | 0.36025 | 3.0239 | 0 | 0.56007 | 0 | 0 | 5.19
2025-03-08 04:00 | 0 | 0 | -96.8763 | 90 | 0 | 0 | 0.45934 | 0.45934 | 0.45934 | 0 | 0 | 5.5511e-17 | 0 | 0 | 0.48352 | 0.45934 | 0 | 0 | 5.0471 | 4.6541 | 0 | 0.48352 | -0.48352 | 13.8702 | 60.2569 | 0 | 2.728 | 2.728 | 0.325 | 2.728 | 0 | 0.50527 | 0 | 0 | 4.6541
2025-03-08 05:00 | 0 | 0 | -88.8028 | 90 | 0 | 0 | 0.35895 | 0.35895 | 0.35895 | 0 | 0 | 5.5511e-17 | 0 | 0 | 0.37784 | 0.35895 | 0 | 0 | 5.143 | 4.1705 | 0 | 0.37784 | -0.37784 | 13.4477 | 58.4216 | 0 | 2.1318 | 2.1318 | 0.25397 | 2.1318 | 0 | 0.39484 | 0 | 0 | 4.1705
2025-03-08 06:00 | 0.062381 | 3.1835 | -80.9737 | 82.566 | 0.13857 | 0.44067 | 0.46885 | 0.46885 | 0.46885 | 93.9907 | 0 | 0 | 0 | 0.44067 | 0.49352 | 0.46885 | 0 | 0 | 5.143 | 3.7927 | 0 | 0.052851 | -0.052851 | 13.3886 | 58.1649 | 0 | 2.7845 | 2.7845 | 0.33173 | 2.7845 | 0 | 0.51573 | 0.35254 | 0 | 4.2334
2025-03-08 07:00 | 0.22926 | 15.6141 | -72.5961 | 67.6542 | 0.29969 | 0.95306 | 0.56095 | 0.56095 | 0.56095 | 169.9015 | 0 | 0 | 0 | 0.95306 | 0.59047 | 0.56095 | 0 | 0 | 5.143 | 3.7398 | 0.36259 | 0 | 0.36259 | 13.7129 | 59.5738 | 0 | 3.3314 | 3.3314 | 0.39689 | 3.3314 | 0 | 0.61704 | 0.76245 | 0 | 4.6929
2025-03-08 08:00 | 0.51675 | 27.433 | -62.7843 | 52.7642 | 0.6762 | 2.1504 | 0.48272 | 0.48272 | 0.48272 | 445.4835 | 0 | 0 | 0 | 2.1504 | 0.50813 | 0.48272 | 0 | 0 | 5.143 | 4.0299 | 1.6423 | 0 | 1.6423 | 15.1819 | 65.9554 | 0 | 2.8668 | 2.8668 | 0.34154 | 2.8668 | 0 | 0.53099 | 1.7203 | 0 | 6.1803
2025-03-08 09:00 | 0.7192 | 38.1079 | -50.3438 | 37.9301 | 0.91812 | 2.9198 | 0.5254 | 0.5254 | 0.5254 | 555.7288 | 0 | 0 | 0 | 2.9198 | 0.55305 | 0.5254 | 0 | 0 | 3.9886 | 5.3438 | 2.3667 | 0 | 2.3667 | 17.2987 | 75.1518 | 0 | 3.1203 | 3.1203 | 0.37174 | 3.1203 | 0 | 0.57794 | 2.3358 | 0 | 8.2635
2025-03-08 10:00 | 0.81565 | 46.7018 | -33.7492 | 23.2669 | 1.0278 | 3.2686 | 0.32653 | 0.32653 | 0.32653 | 1001.031 | 0.42362 | 0 | 0 | 3.2686 | 0.34371 | 0.32653 | 0 | 0 | 2.5013 | 6.0061 | 2.5013 | 0 | 2.5013 | 19.536 | 84.8711 | 0 | 1.9392 | 1.9392 | 0.23103 | 1.9392 | 0 | 0.35918 | 2.6149 | 0 | 9.2748
2025-03-08 11:00 | 0.93541 | 51.7319 | -12.1399 | 9.605 | 1.1751 | 3.737 | 0.36875 | 0.36875 | 0.36875 | 1013.423 | 2.2578 | 0 | 0 | 3.737 | 0.38816 | 0.36875 | 0 | 0 | 1.091 | 6.0061 | 1.091 | 0 | 1.091 | 20.5118 | 89.1106 | 0 | 2.19 | 2.19 | 0.26091 | 2.19 | 0 | 0.40563 | 2.9896 | 0 | 9.7432
2025-03-08 12:00 | 0.96581 | 51.7409 | 12.0604 | 9.5658 | 1.2144 | 3.8621 | 0.7975 | 0.7975 | 0.7975 | 484.2768 | 2.2373 | 0 | 0 | 3.8621 | 0.83947 | 0.7975 | 0 | 0 | 0.7853 | 6.0061 | 0.7853 | 0 | 0.7853 | 21.2142 | 92.162 | 0 | 4.7373 | 4.7373 | 0.56439 | 4.7373 | 0 | 0.87725 | 3.0897 | 0 | 9.8683
2025-03-08 13:00 | 0.88326 | 46.7256 | 33.6849 | 23.2184 | 1.1156 | 3.5478 | 0.68969 | 0.68969 | 0.68969 | 514.3965 | 2.2565 | 0 | 0 | 3.5478 | 0.72599 | 0.68969 | 0 | 0 | 0.56524 | 6.0061 | 0.56524 | 0 | 0.56524 | 21.7198 | 94.3584 | 0 | 4.097 | 4.097 | 0.4881 | 4.097 | 0 | 0.75866 | 2.8382 | 0 | 9.5539
2025-03-08 14:00 | 0.6881 | 38.1409 | 50.296 | 37.8804 | 0.87719 | 2.7896 | 0.90839 | 0.90839 | 0.90839 | 307.0955 | 1.4266 | 0 | 0 | 2.7896 | 0.9562 | 0.90839 | 0 | 0 | 0.40685 | 6.0061 | 0.40685 | 0 | 0.40685 | 22.0837 | 95.9393 | 0 | 5.3961 | 5.3961 | 0.64287 | 5.3961 | 0 | 0.99923 | 2.2317 | 0 | 8.7958
2025-03-08 15:00 | 0.51084 | 27.4712 | 62.7478 | 52.7143 | 0.66812 | 2.1247 | 0.88184 | 0.88184 | 0.88184 | 240.9421 | 0.90363 | 0 | 0 | 2.1247 | 0.92826 | 0.88184 | 0 | 0 | 0.29284 | 6.0061 | 0.29284 | 0 | 0.29284 | 22.3456 | 97.0772 | 0 | 5.2384 | 5.2384 | 0.62408 | 5.2384 | 0 | 0.97003 | 1.6998 | 0 | 8.1309
2025-03-08 16:00 | 0.28616 | 15.655 | 72.5661 | 67.6042 | 0.39995 | 1.2719 | 1.0718 | 1.0718 | 1.0718 | 118.6664 | 0 | 0 | 0 | 1.2719 | 1.1282 | 1.0718 | 0 | 0 | 0.21078 | 6.0061 | 0.14366 | 0 | 0.14366 | 22.4741 | 97.6354 | 0 | 6.3669 | 6.3669 | 0.75853 | 6.3669 | 0 | 1.179 | 1.0175 | 0 | 7.2781
2025-03-08 17:00 | 0.051114 | 3.2259 | 80.9469 | 82.5159 | 0.096786 | 0.3078 | 0.75934 | 0.75934 | 0.75934 | 40.5347 | 0 | 0 | 0 | 0.3078 | 0.79931 | 0.75934 | 0 | 0 | 0.19988 | 6.0061 | 0 | 0.49151 | -0.49151 | 21.9246 | 95.2481 | 0 | 4.5107 | 4.5107 | 0.53738 | 4.5107 | 0 | 0.83527 | 0.24624 | 0 | 6.3139
2025-03-08 18:00 | 0 | 0 | 88.7766 | 90 | 0 | 0 | 0.93512 | 0.93512 | 0.93512 | 0 | 0 | 1.1102e-16 | 0 | 0 | 0.98434 | 0.93512 | 0 | 0 | 0.69882 | 6.0061 | 0 | 0.98434 | -0.98434 | 20.8241 | 90.467 | 0 | 5.5548 | 5.5548 | 0.66178 | 5.5548 | 0 | 1.0286 | 0 | 0 | 6.0061
2025-03-08 19:00 | 0 | 0 | 96.8478 | 90 | 0 | 0 | 0.86904 | 0.86904 | 0.86904 | 0 | 0 | 1.1102e-16 | 0 | 0 | 0.91478 | 0.86904 | 0 | 0 | 1.5312 | 6.0061 | 0 | 0.91478 | -0.91478 | 19.8013 | 86.0238 | 0 | 5.1623 | 5.1623 | 0.61502 | 5.1623 | 0 | 0.95594 | 0 | 0 | 6.0061
2025-03-08 20:00 | 0 | 0 | 106.1262 | 90 | 0 | 0 | 0.88362 | 0.88362 | 0.88362 | 0 | 0 | 1.1102e-16 | 0 | 0 | 0.93012 | 0.88362 | 0 | 0 | 2.1777 | 6.0061 | 0 | 0.93012 | -0.93012 | 18.7614 | 81.5061 | 0 | 5.2489 | 5.2489 | 0.62534 | 5.2489 | 0 | 0.97198 | 0 | 0 | 6.0061
2025-03-08 21:00 | 0 | 0 | 118.1725 | 90 | 0 | 0 | 0.97307 | 0.97307 | 0.97307 | 0 | 0 | 1.1102e-16 | 0 | 0 | 1.0243 | 0.97307 | 0 | 0 | 2.7946 | 6.0061 | 0 | 1.0243 | -1.0243 | 17.6162 | 76.531 | 0 | 5.7803 | 5.7803 | 0.68864 | 5.7803 | 0 | 1.0704 | 0 | 0 | 6.0061
2025-03-08 22:00 | 0 | 0 | 135.8531 | 90 | 0 | 0 | 0.84486 | 0.84486 | 0.84486 | 0 | 0 | 1.1102e-16 | 0 | 0 | 0.88933 | 0.84486 | 0 | 0 | 3.4747 | 6.0061 | 0 | 0.88933 | -0.88933 | 16.6219 | 72.2114 | 0 | 5.0187 | 5.0187 | 0.59791 | 5.0187 | 0 | 0.92934 | 0 | 0 | 6.0061
2025-03-08 23:00 | 0 | 0 | 163.0662 | 90 | 0 | 0 | 0.93259 | 0.93259 | 0.93259 | 0 | 0 | 1.1102e-16 | 0 | 0 | 0.98168 | 0.93259 | 0 | 0 | 4.0099 | 6.0061 | 0 | 0.98168 | -0.98168 | 15.5244 | 67.4433 | 0 | 5.5398 | 5.5398 | 0.65999 | 5.5398 | 0 | 1.0259 | 0 | 0 | 6.0061
2025-03-09 | 0 | 0 | -163.265 | 90 | 0 | 0 | 0.45684 | 0.45684 | 0.45684 | 0 | 0 | 5.5511e-17 | 0 | 0 | 0.48089 | 0.45684 | 0 | 0 | 4.6383 | 5.6501 | 0 | 0.48089 | -0.48089 | 14.9867 | 65.1076 | 0 | 2.7132 | 2.7132 | 0.32324 | 2.7132 | 0 | 0.50253 | 0 | 0 | 5.6501
2025-03-09 01:00 | 0 | 0 | -136.2649 | 90 | 0 | 0 | 0.36043 | 0.36043 | 0.36043 | 0 | 0 | 5.5511e-17 | 0 | 0 | 0.3794 | 0.36043 | 0 | 0 | 4.8078 | 5.1692 | 0 | 0.3794 | -0.3794 | 14.5625 | 63.2648 | 0 | 2.1406 | 2.1406 | 0.25502 | 2.1406 | 0 | 0.39647 | 0 | 0 | 5.1692
2025-03-09 02:00 | 0 | 0 | -118.5928 | 90 | 0 | 0 | 0.32743 | 0.32743 | 0.32743 | 0 | 0 | 0 | 0 | 0 | 0.34467 | 0.32743 | 0 | 0 | 4.9593 | 4.7898 | 0 | 0.34467 | -0.34467 | 14.1772 | 61.5907 | 0 | 1.9446 | 1.9446 | 0.23167 | 1.9446 | 0 | 0.36018 | 0 | 0 | 4.7898
2025-03-09 03:00 | 0 | 0 | -106.5114 | 90 | 0 | 0 | 0.43877 | 0.43877 | 0.43877 | 0 | 0 | 5.5511e-17 | 0 | 0 | 0.46187 | 0.43877 | 0 | 0 | 5.1274 | 4.4452 | 0 | 0.46187 | -0.46187 | 13.6608 | 59.3473 | 0 | 2.6058 | 2.6058 | 0.31045 | 2.6058 | 0 | 0.48265 | 0 | 0 | 4.4452
2025-03-09 04:00 | 0 | 0 | -97.2022 | 90 | 0 | 0 | 0.36683 | 0.36683 | 0.36683 | 0 | 0 | 0 | 0 | 0 | 0.38613 | 0.36683 | 0 | 0 | 5.143 | 3.9833 | 0 | 0.38613 | -0.38613 | 13.2291 | 57.4718 | 0 | 2.1786 | 2.1786 | 0.25955 | 2.1786 | 0 | 0.40351 | 0 | 0 | 3.9833
2025-03-09 05:00 | 0 | 0 | -89.1119 | 90 | 0 | 0 | 0.45732 | 0.45732 | 0.45732 | 0 | 0 | 5.5511e-17 | 0 | 0 | 0.48139 | 0.45732 | 0 | 0 | 5.143 | 3.5971 | 0 | 0.48139 | -0.48139 | 12.6909 | 55.1336 | 0 | 2.716 | 2.716 | 0.32358 | 2.716 | 0 | 0.50306 | 0 | 0 | 3.5971
2025-03-09 06:00 | 0.062377 | 3.4411 | -81.2742 | 82.503 | 0.12651 | 0.40232 | 0.36293 | 0.36293 | 0.36293 | 110.8539 | 0 | 0 | 0 | 0.40232 | 0.38203 | 0.36293 | 0 | 0 | 5.143 | 3.1158 | 0.02029 | 0 | 0.02029 | 12.709 | 55.2125 | 0 | 2.1554 | 2.1554 | 0.25679 | 2.1554 | 0 | 0.39922 | 0.32186 | 0 | 3.5181
2025-03-09 07:00 | 0.26474 | 15.8866 | -72.8938 | 67.5802 | 0.35916 | 1.1422 | 0.31602 | 0.31602 | 0.31602 | 361.4331 | 0 | 0 | 0 | 1.1422 | 0.33265 | 0.31602 | 0 | 0 | 5.143 | 3.132 | 0.80954 | 0 | 0.80954 | 13.4331 | 58.3581 | 0 | 1.8768 | 1.8768 | 0.2236 | 1.8768 | 0 | 0.34762 | 0.91375 | 0 | 4.2742
2025-03-09 08:00 | 0.42695 | 27.7303 | -63.0786 | 52.6764 | 0.53731 | 1.7087 | 0.4606 | 0.4606 | 0.4606 | 370.9787 | 0 | 0 | 0 | 1.7087 | 0.48485 | 0.4606 | 0 | 0 | 5.143 | 3.7796 | 1.2239 | 0 | 1.2239 | 14.5278 | 63.1138 | 0 | 2.7355 | 2.7355 | 0.3259 | 2.7355 | 0 | 0.50667 | 1.367 | 0 | 5.4884
2025-03-09 09:00 | 0.53309 | 38.4398 | -50.6176 | 37.8218 | 0.64207 | 2.0419 | 0.40532 | 0.40532 | 0.40532 | 503.7786 | 0 | 0 | 0 | 2.0419 | 0.42665 | 0.40532 | 0 | 0 | 4.399 | 4.7587 | 1.6152 | 0 | 1.6152 | 15.9725 | 69.3902 | 0 | 2.4071 | 2.4071 | 0.28678 | 2.4071 | 0 | 0.44585 | 1.6335 | 0 | 6.8006
2025-03-09 10:00 | 0.81131 | 47.0732 | -33.9477 | 23.1182 | 1.0173 | 3.235 | 0.53337 | 0.53337 | 0.53337 | 606.5337 | 0 | 0 | 0 | 3.235 | 0.56144 | 0.53337 | 0 | 0 | 3.4249 | 6.0061 | 2.6736 | 0 | 2.6736 | 18.3639 | 79.779 | 0 | 3.1676 | 3.1676 | 0.37738 | 3.1676 | 0 | 0.5867 | 2.588 | 0 | 9.2412
2025-03-09 11:00 | 0.90204 | 52.1271 | -12.162 | 9.3212 | 1.1269 | 3.5838 | 0.44156 | 0.44156 | 0.44156 | 811.6242 | 1.3321 | 0 | 0 | 3.5838 | 0.4648 | 0.44156 | 0 | 0 | 1.7869 | 6.0061 | 1.7869 | 0 | 1.7869 | 19.9621 | 86.7222 | 0 | 2.6224 | 2.6224 | 0.31242 | 2.6224 | 0 | 0.48571 | 2.867 | 0 | 9.5899
2025-03-09 12:00 | 0.95486 | 52.1152 | 12.267 | 9.3738 | 1.1949 | 3.7999 | 0.89512 | 0.89512 | 0.89512 | 424.5146 | 1.9001 | 0 | 0 | 3.7999 | 0.94223 | 0.89512 | 0 | 0 | 0.95754 | 6.0061 | 0.95754 | 0 | 0.95754 | 20.8185 | 90.4429 | 0 | 5.3172 | 5.3172 | 0.63347 | 5.3172 | 0 | 0.98463 | 3.0399 | 0 | 9.8061
2025-03-09 13:00 | 0.71821 | 47.0418 | 34.0322 | 23.182 | 0.88959 | 2.829 | 0.82165 | 0.82165 | 0.82165 | 344.3133 | 1.2749 | 0 | 0 | 2.829 | 0.86489 | 0.82165 | 0 | 0 | 0.68922 | 6.0061 | 0.68922 | 0 | 0.68922 | 21.435 | 93.121 | 0 | 4.8808 | 4.8808 | 0.58148 | 4.8808 | 0 | 0.90381 | 2.2632 | 0 | 8.8352
2025-03-09 14:00 | 0.62732 | 38.3964 | 50.6803 | 37.8867 | 0.78921 | 2.5098 | 0.75833 | 0.75833 | 0.75833 | 330.9676 | 1.2155 | 0 | 0 | 2.5098 | 0.79824 | 0.75833 | 0 | 0 | 0.49608 | 6.0061 | 0.49608 | 0 | 0.49608 | 21.8787 | 95.0486 | 0 | 4.5047 | 4.5047 | 0.53667 | 4.5047 | 0 | 0.83416 | 2.0079 | 0 | 8.516
2025-03-09 15:00 | 0.46713 | 27.6802 | 63.1264 | 52.7417 | 0.60118 | 1.9119 | 0.55245 | 0.55245 | 0.55245 | 346.069 | 0.97326 | 0 | 0 | 1.9119 | 0.58153 | 0.55245 | 0 | 0 | 0.35707 | 6.0061 | 0.35707 | 0 | 0.35707 | 22.198 | 96.4361 | 0 | 3.2817 | 3.2817 | 0.39097 | 3.2817 | 0 | 0.6077 | 1.5295 | 0 | 7.918
2025-03-09 16:00 | 0.2706 | 15.833 | 72.933 | 67.6456 | 0.3696 | 1.1754 | 0.93234 | 0.93234 | 0.93234 | 126.0696 | 0 | 0 | 0 | 1.1754 | 0.98142 | 0.93234 | 0 | 0 | 0.25701 | 6.0061 | 0.19399 | 0 | 0.19399 | 22.3716 | 97.1899 | 0 | 5.5384 | 5.5384 | 0.65982 | 5.5384 | 0 | 1.0256 | 0.94032 | 0 | 7.1816
2025-03-09 17:00 | 0.059122 | 3.3856 | 81.3092 | 82.5685 | 0.11759 | 0.37394 | 0.63679 | 0.63679 | 0.63679 | 58.7223 | 0 | 1.1102e-16 | 0 | 0.37394 | 0.67031 | 0.63679 | 0 | 0 | 0.23022 | 6.0061 | 0 | 0.29637 | -0.29637 | 22.0402 | 95.7504 | 0 | 3.7827 | 3.7827 | 0.45066 | 3.7827 | 0 | 0.70047 | 0.29915 | 0 | 6.3801
2025-03-09 18:00 | 0 | 0 | 89.1462 | 90 | 0 | 0 | 0.92575 | 0.92575 | 0.92575 | 0 | 0 | 1.1102e-16 | 0 | 0 | 0.97447 | 0.92575 | 0 | 0 | 0.56918 | 6.0061 | 0 | 0.97447 | -0.97447 | 20.9507 | 91.0173 | 0 | 5.4992 | 5.4992 | 0.65515 | 5.4992 | 0 | 1.0183 | 0 | 0 | 6.0061
2025-03-09 19:00 | 0 | 0 | 97.2395 | 90 | 0 | 0 | 0.45572 | 0.45572 | 0.45572 | 0 | 0 | 0 | 0 | 0 | 0.4797 | 0.45572 | 0 | 0 | 1.4295 | 6.0061 | 0 | 0.4797 | -0.4797 | 20.4144 | 88.6873 | 0 | 2.7071 | 2.7071 | 0.32251 | 2.7071 | 0 | 0.50129 | 0 | 0 | 6.0061
2025-03-09 20:00 | 0 | 0 | 106.5569 | 90 | 0 | 0 | 0.65413 | 0.65413 | 0.65413 | 0 | 0 | 0 | 0 | 0 | 0.68856 | 0.65413 | 0 | 0 | 1.7033 | 6.0061 | 0 | 0.68856 | -0.68856 | 19.6446 | 85.3429 | 0 | 3.8857 | 3.8857 | 0.46293 | 3.8857 | 0 | 0.71954 | 0 | 0 | 6.0061
2025-03-09 21:00 | 0 | 0 | 118.6555 | 90 | 0 | 0 | 0.44126 | 0.44126 | 0.44126 | 0 | 0 | 5.5511e-17 | 0 | 0 | 0.46448 | 0.44126 | 0 | 0 | 2.1784 | 6.0061 | 0 | 0.46448 | -0.46448 | 19.1253 | 83.0868 | 0 | 2.6212 | 2.6212 | 0.31228 | 2.6212 | 0 | 0.48539 | 0 | 0 | 6.0061
2025-03-09 22:00 | 0 | 0 | 136.3607 | 90 | 0 | 0 | 0.62052 | 0.62052 | 0.62052 | 0 | 0 | 0 | 0 | 0 | 0.65318 | 0.62052 | 0 | 0 | 2.4264 | 6.0061 | 0 | 0.65318 | -0.65318 | 18.395 | 79.9142 | 0 | 3.6861 | 3.6861 | 0.43914 | 3.6861 | 0 | 0.68258 | 0 | 0 | 6.0061
2025-03-09 23:00 | 0 | 0 | 163.4053 | 90 | 0 | 0 | 0.96368 | 0.96368 | 0.96368 | 0 | 0 | 1.1102e-16 | 0 | 0 | 1.0144 | 0.96368 | 0 | 0 | 2.8668 | 6.0061 | 0 | 1.0144 | -1.0144 | 17.2608 | 74.9871 | 0 | 5.7245 | 5.7245 | 0.682 | 5.7245 | 0 | 1.06 | 0 | 0 | 6.0061
2025-03-10 | 0 | 0 | -163.3496 | 90 | 0 | 0 | 0.30292 | 0.30292 | 0.30292 | 0 | 0 | 0 | 0 | 0 | 0.31887 | 0.30292 | 0 | 0 | 3.6122 | 6.0061 | 0 | 0.31887 | -0.31887 | 16.9043 | 73.4384 | 0 | 1.799 | 1.799 | 0.21433 | 1.799 | 0 | 0.33322 | 0 | 0 | 6.0061
2025-03-10 01:00 | 0 | 0 | -136.5957 | 90 | 0 | 0 | 0.42299 | 0.42299 | 0.42299 | 0 | 0 | 5.5511e-17 | 0 | 0 | 0.44525 | 0.42299 | 0 | 0 | 3.6697 | 6.0061 | 0 | 0.44525 | -0.44525 | 16.4065 | 71.2757 | 0 | 2.5121 | 2.5121 | 0.29928 | 2.5121 | 0 | 0.46529 | 0 | 0 | 6.0061
2025-03-10 02:00 | 0 | 0 | -118.9611 | 90 | 0 | 0 | 0.54386 | 0.54386 | 0.54386 | 0 | 0 | 1.1102e-16 | 0 | 0 | 0.57248 | 0.54386 | 0 | 0 | 3.9199 | 6.0061 | 0 | 0.57248 | -0.57248 | 15.7665 | 68.4951 | 0 | 3.2299 | 3.2299 | 0.3848 | 3.2299 | 0 | 0.59824 | 0 | 0 | 6.0061
2025-03-10 03:00 | 0 | 0 | -106.86 | 90 | 0 | 0 | 0.35461 | 0.35461 | 0.35461 | 0 | 0 | 5.5511e-17 | 0 | 0 | 0.37328 | 0.35461 | 0 | 0 | 4.2994 | 5.8667 | 0 | 0.37328 | -0.37328 | 15.3491 | 66.6821 | 0 | 2.106 | 2.106 | 0.2509 | 2.106 | 0 | 0.39007 | 0 | 0 | 5.8667
2025-03-10 04:00 | 0 | 0 | -97.5273 | 90 | 0 | 0 | 0.4593 | 0.4593 | 0.4593 | 0 | 0 | 5.5511e-17 | 0 | 0 | 0.48348 | 0.4593 | 0 | 0 | 4.4872 | 5.4934 | 0 | 0.48348 | -0.48348 | 14.8086 | 64.3338 | 0 | 2.7278 | 2.7278 | 0.32498 | 2.7278 | 0 | 0.50523 | 0 | 0 | 5.4934
2025-03-10 05:00 | 0 | 0 | -89.4209 | 90 | 0 | 0 | 0.28112 | 0.28112 | 0.28112 | 0 | 0 | 0 | 0 | 0 | 0.29592 | 0.28112 | 0 | 0 | 4.7989 | 5.0099 | 0 | 0.29592 | -0.29592 | 14.4778 | 62.8965 | 0 | 1.6696 | 1.6696 | 0.1989 | 1.6696 | 0 | 0.30923 | 0 | 0 | 5.0099
2025-03-10 06:00 | 0.055961 | 3.7011 | -81.5752 | 82.4383 | 0.094887 | 0.30176 | 0.36273 | 0.36273 | 0.36273 | 83.1919 | 0 | 0 | 0 | 0.30176 | 0.38182 | 0.36273 | 0 | 0 | 4.9364 | 4.714 | 0 | 0.080058 | -0.080058 | 14.3882 | 62.5076 | 0 | 2.1542 | 2.1542 | 0.25664 | 2.1542 | 0 | 0.399 | 0.24141 | 0 | 5.0157
2025-03-10 07:00 | 0.29952 | 16.1613 | -73.1925 | 67.5051 | 0.40865 | 1.2996 | 0.37571 | 0.37571 | 0.37571 | 345.8986 | 0 | 0 | 0 | 1.2996 | 0.39548 | 0.37571 | 0 | 0 | 4.9065 | 4.6339 | 0.90409 | 0 | 0.90409 | 15.1969 | 66.0206 | 0 | 2.2313 | 2.2313 | 0.26583 | 2.2313 | 0 | 0.41328 | 1.0397 | 0 | 5.9335
2025-03-10 08:00 | 0.53346 | 28.0295 | -63.3743 | 52.5884 | 0.68795 | 2.1878 | 0.52457 | 0.52457 | 0.52457 | 417.0686 | 0 | 0 | 0 | 2.1878 | 0.55218 | 0.52457 | 0 | 0 | 4.201 | 5.3572 | 1.6356 | 0 | 1.6356 | 16.6598 | 72.3762 | 0 | 3.1154 | 3.1154 | 0.37115 | 3.1154 | 0 | 0.57702 | 1.7502 | 0 | 7.545
2025-03-10 09:00 | 0.63164 | 38.7736 | -50.8934 | 37.7145 | 0.79019 | 2.5129 | 0.48491 | 0.48491 | 0.48491 | 518.2231 | 0 | 0 | 0 | 2.5129 | 0.51044 | 0.48491 | 0 | 0 | 3.1141 | 6.0061 | 2.0025 | 0 | 2.0025 | 18.4509 | 80.1573 | 0 | 2.8799 | 2.8799 | 0.3431 | 2.8799 | 0 | 0.53341 | 2.0104 | 0 | 8.5191
2025-03-10 10:00 | 0.74605 | 47.4467 | -34.1477 | 22.9726 | 0.92475 | 2.9409 | 0.39031 | 0.39031 | 0.39031 | 753.463 | 0.61287 | 0 | 0 | 2.9409 | 0.41086 | 0.39031 | 0 | 0 | 1.9171 | 6.0061 | 1.9171 | 0 | 1.9171 | 20.1657 | 87.6067 | 0 | 2.318 | 2.318 | 0.27616 | 2.318 | 0 | 0.42934 | 2.3527 | 0 | 8.947
2025-03-10 11:00 | 0.86627 | 52.5243 | -12.1817 | 9.043 | 1.0763 | 3.4228 | 0.23037 | 0.23037 | 0.23037 | 1485.776 | 2.2865 | 0 | 0 | 3.4228 | 0.24249 | 0.23037 | 0 | 0 | 0.89375 | 6.0061 | 0.89375 | 0 | 0.89375 | 20.9651 | 91.0796 | 0 | 1.3681 | 1.3681 | 0.163 | 1.3681 | 0 | 0.25341 | 2.7382 | 0 | 9.4289
2025-03-10 12:00 | 0.90012 | 52.4904 | 12.4809 | 9.1955 | 1.1195 | 3.5601 | 0.89572 | 0.89572 | 0.89572 | 397.4569 | 1.9739 | 0 | 0 | 3.5601 | 0.94287 | 0.89572 | 0 | 0 | 0.6433 | 6.0061 | 0.6433 | 0 | 0.6433 | 21.5404 | 93.5793 | 0 | 5.3208 | 5.3208 | 0.6339 | 5.3208 | 0 | 0.9853 | 2.8481 | 0 | 9.5663
2025-03-10 13:00 | 0.80795 | 47.3575 | 34.3874 | 23.1535 | 1.0082 | 3.2063 | 0.54144 | 0.54144 | 0.54144 | 592.1678 | 2.1733 | 0 | 0 | 3.2063 | 0.56994 | 0.54144 | 0 | 0 | 0.46304 | 6.0061 | 0.46304 | 0 | 0.46304 | 21.9546 | 95.3785 | 0 | 3.2163 | 3.2163 | 0.38318 | 3.2163 | 0 | 0.59559 | 2.565 | 0 | 9.2124
2025-03-10 14:00 | 0.708 | 38.6506 | 51.0707 | 37.8984 | 0.89327 | 2.8408 | 0.79351 | 0.79351 | 0.79351 | 357.9994 | 1.6722 | 0 | 0 | 2.8408 | 0.83527 | 0.79351 | 0 | 0 | 0.33328 | 6.0061 | 0.33328 | 0 | 0.33328 | 22.2527 | 96.6735 | 0 | 4.7137 | 4.7137 | 0.56157 | 4.7137 | 0 | 0.87286 | 2.2726 | 0 | 8.8469
2025-03-10 15:00 | 0.45972 | 27.8878 | 63.5094 | 52.7732 | 0.58506 | 1.8606 | 0.83526 | 0.83526 | 0.83526 | 222.7548 | 0.74147 | 0 | 0 | 1.8606 | 0.87922 | 0.83526 | 0 | 0 | 0.23989 | 6.0061 | 0.23989 | 0 | 0.23989 | 22.4673 | 97.6057 | 0 | 4.9617 | 4.9617 | 0.59111 | 4.9617 | 0 | 0.91879 | 1.4885 | 0 | 7.8667
2025-03-10 16:00 | 0.23552 | 16.0096 | 73.3031 | 67.6901 | 0.30202 | 0.96048 | 0.73524 | 0.73524 | 0.73524 | 130.6355 | 0.013878 | 0 | 0 | 0.96048 | 0.77393 | 0.73524 | 0 | 0 | 0.17267 | 6.0061 | 0.17267 | 0 | 0.17267 | 22.6217 | 98.2766 | 0 | 4.3675 | 4.3675 | 0.52033 | 4.3675 | 0 | 0.80876 | 0.76838 | 0 | 6.9666
2025-03-10 17:00 | 0.056836 | 3.5444 | 81.6741 | 82.6235 | 0.10201 | 0.3244 | 0.83587 | 0.83587 | 0.83587 | 38.8103 | 0 | 0 | 0 | 0.3244 | 0.87987 | 0.83587 | 0 | 0 | 0.12428 | 6.0061 | 0 | 0.55546 | -0.55546 | 22.0007 | 95.5787 | 0 | 4.9653 | 4.9653 | 0.59155 | 4.9653 | 0 | 0.91946 | 0.25952 | 0 | 6.3306
2025-03-10 18:00 | 0 | 0 | 89.5181 | 90 | 0 | 0 | 0.2866 | 0.2866 | 0.2866 | 0 | 0 | 5.5511e-17 | 0 | 0 | 0.30169 | 0.2866 | 0 | 0 | 0.67687 | 6.0061 | 0 | 0.30169 | -0.30169 | 21.6634 | 94.1133 | 0 | 1.7025 | 1.7025 | 0.20283 | 1.7025 | 0 | 0.31526 | 0 | 0 | 6.0061
2025-03-10 19:00 | 0 | 0 | 97.6331 | 90 | 0 | 0 | 0.42022 | 0.42022 | 0.42022 | 0 | 0 | 0 | 0 | 0 | 0.44234 | 0.42022 | 0 | 0 | 0.88549 | 6.0061 | 0 | 0.44234 | -0.44234 | 21.1688 | 91.9648 | 0 | 2.4962 | 2.4962 | 0.29739 | 2.4962 | 0 | 0.46224 | 0 | 0 | 6.0061
2025-03-10 20:00 | 0 | 0 | 106.9889 | 90 | 0 | 0 | 0.98316 | 0.98316 | 0.98316 | 0 | 0 | 1.1102e-16 | 0 | 0 | 1.0349 | 0.98316 | 0 | 0 | 1.2086 | 6.0061 | 0 | 1.0349 | -1.0349 | 20.0118 | 86.9382 | 0 | 5.8402 | 5.8402 | 0.69578 | 5.8402 | 0 | 1.0815 | 0 | 0 | 6.0061
2025-03-10 21:00 | 0 | 0 | 119.1384 | 90 | 0 | 0 | 0.73762 | 0.73762 | 0.73762 | 0 | 0 | 1.1102e-16 | 0 | 0 | 0.77644 | 0.73762 | 0 | 0 | 2.0363 | 6.0061 | 0 | 0.77644 | -0.77644 | 19.1437 | 83.1669 | 0 | 4.3816 | 4.3816 | 0.52201 | 4.3816 | 0 | 0.81138 | 0 | 0 | 6.0061
2025-03-10 22:00 | 0 | 0 | 136.8655 | 90 | 0 | 0 | 0.68538 | 0.68538 | 0.68538 | 0 | 0 | 0 | 0 | 0 | 0.72145 | 0.68538 | 0 | 0 | 2.529 | 6.0061 | 0 | 0.72145 | -0.72145 | 18.3371 | 79.6627 | 0 | 4.0713 | 4.0713 | 0.48504 | 4.0713 | 0 | 0.75392 | 0 | 0 | 6.0061
2025-03-10 23:00 | 0 | 0 | 163.7411 | 90 | 0 | 0 | 0.67255 | 0.67255 | 0.67255 | 0 | 0 | 1.1102e-16 | 0 | 0 | 0.70794 | 0.67255 | 0 | 0 | 2.9671 | 6.0061 | 0 | 0.70794 | -0.70794 | 17.5456 | 76.2241 | 0 | 3.9951 | 3.9951 | 0.47596 | 3.9951 | 0 | 0.7398 | 0 | 0 | 6.0061
2025-03-11 | 0 | 0 | -163.4287 | 90 | 0 | 0 | 0.33615 | 0.33615 | 0.33615 | 0 | 0 | 5.5511e-17 | 0 | 0 | 0.35384 | 0.33615 | 0 | 0 | 3.3994 | 6.0061 | 0 | 0.35384 | -0.35384 | 17.15 | 74.5055 | 0 | 1.9963 | 1.9963 | 0.23784 | 1.9963 | 0 | 0.36976 | 0 | 0 | 6.0061
2025-03-11 01:00 | 0 | 0 | -136.9192 | 90 | 0 | 0 | 0.46702 | 0.46702 | 0.46702 | 0 | 0 | 5.5511e-17 | 0 | 0 | 0.4916 | 0.46702 | 0 | 0 | 3.5187 | 6.0061 | 0 | 0.4916 | -0.4916 | 16.6003 | 72.1177 | 0 | 2.7736 | 2.7736 | 0.33044 | 2.7736 | 0 | 0.51372 | 0 | 0 | 6.0061
2025-03-11 02:00 | 0 | 0 | -119.3251 | 90 | 0 | 0 | 0.45704 | 0.45704 | 0.45704 | 0 | 0 | 5.5511e-17 | 0 | 0 | 0.4811 | 0.45704 | 0 | 0 | 3.8185 | 6.0061 | 0 | 0.4811 | -0.4811 | 16.0625 | 69.781 | 0 | 2.7143 | 2.7143 | 0.32338 | 2.7143 | 0 | 0.50275 | 0 | 0 | 6.0061
2025-03-11 03:00 | 0 | 0 | -107.2065 | 90 | 0 | 0 | 0.34967 | 0.34967 | 0.34967 | 0 | 0 | 0 | 0 | 0 | 0.36807 | 0.34967 | 0 | 0 | 4.1123 | 6.0061 | 0 | 0.36807 | -0.36807 | 15.6509 | 67.9932 | 0 | 2.0766 | 2.0766 | 0.2474 | 2.0766 | 0 | 0.38463 | 0 | 0 | 6.0061
2025-03-11 04:00 | 0 | 0 | -97.8515 | 90 | 0 | 0 | 0.28331 | 0.28331 | 0.28331 | 0 | 0 | 0 | 0 | 0 | 0.29822 | 0.28331 | 0 | 0 | 4.308 | 5.7633 | 0 | 0.29822 | -0.29822 | 15.3175 | 66.5447 | 0 | 1.6826 | 1.6826 | 0.20045 | 1.6826 | 0 | 0.31164 | 0 | 0 | 5.7633
2025-03-11 05:00 | 0 | 0 | -89.7298 | 90 | 0 | 0 | 0.4413 | 0.4413 | 0.4413 | 0 | 0 | 5.5511e-17 | 0 | 0 | 0.46453 | 0.4413 | 0 | 0 | 4.4598 | 5.4651 | 0 | 0.46453 | -0.46453 | 14.7982 | 64.2884 | 0 | 2.6209 | 2.6209 | 0.31224 | 2.6209 | 0 | 0.48543 | 0 | 0 | 5.4651
2025-03-11 06:00 | 0.047331 | 3.9635 | -81.8766 | 82.3721 | 0.062547 | 0.19891 | 0.34349 | 0.34349 | 0.34349 | 57.9088 | 0 | 5.5511e-17 | 0 | 0.19891 | 0.36156 | 0.34349 | 0 | 0 | 4.7799 | 5.0006 | 0 | 0.16266 | -0.16266 | 14.6163 | 63.4984 | 0 | 2.0399 | 2.0399 | 0.24303 | 2.0399 | 0 | 0.37783 | 0.15913 | 0 | 5.1995
2025-03-11 07:00 | 0.24708 | 16.4381 | -73.4922 | 67.4291 | 0.31614 | 1.0054 | 0.39262 | 0.39262 | 0.39262 | 256.0674 | 0 | 0 | 0 | 1.0054 | 0.41328 | 0.39262 | 0 | 0 | 4.8118 | 4.8379 | 0.59209 | 0 | 0.59209 | 15.1459 | 65.7991 | 0 | 2.3317 | 2.3317 | 0.27779 | 2.3317 | 0 | 0.43188 | 0.8043 | 0 | 5.8433
2025-03-11 08:00 | 0.4699 | 28.3305 | -63.6717 | 52.5004 | 0.59445 | 1.8904 | 0.32796 | 0.32796 | 0.32796 | 576.4188 | 0 | 0 | 0 | 1.8904 | 0.34522 | 0.32796 | 0 | 0 | 4.312 | 5.3116 | 1.5452 | 0 | 1.5452 | 16.528 | 71.8033 | 0 | 1.9478 | 1.9478 | 0.23205 | 1.9478 | 0 | 0.36076 | 1.5124 | 0 | 7.202
2025-03-11 09:00 | 0.63977 | 39.1093 | -51.1711 | 37.6085 | 0.79677 | 2.5338 | 0.28764 | 0.28764 | 0.28764 | 880.9191 | 0 | 0 | 0 | 2.5338 | 0.30278 | 0.28764 | 0 | 0 | 3.2435 | 6.0061 | 2.2311 | 0 | 2.2311 | 18.5235 | 80.4726 | 0 | 1.7083 | 1.7083 | 0.20352 | 1.7083 | 0 | 0.3164 | 2.0271 | 0 | 8.54
2025-03-11 10:00 | 0.59233 | 47.8221 | -34.349 | 22.8305 | 0.68413 | 2.1756 | 0.40093 | 0.40093 | 0.40093 | 542.6476 | 0 | 0 | 0 | 2.1756 | 0.42203 | 0.40093 | 0 | 0 | 1.851 | 6.0061 | 1.7536 | 0 | 1.7536 | 20.092 | 87.2866 | 0 | 2.3811 | 2.3811 | 0.28368 | 2.3811 | 0 | 0.44102 | 1.7405 | 0 | 8.1818
2025-03-11 11:00 | 0.63165 | 52.9233 | -12.1991 | 8.7715 | 0.72488 | 2.3052 | 0.3592 | 0.3592 | 0.3592 | 641.7693 | 0.96769 | 0 | 0 | 2.3052 | 0.37811 | 0.3592 | 0 | 0 | 0.95944 | 6.0061 | 0.95944 | 0 | 0.95944 | 20.9501 | 91.0147 | 0 | 2.1333 | 2.1333 | 0.25415 | 2.1333 | 0 | 0.39512 | 1.8442 | 0 | 8.3114
2025-03-11 12:00 | 0.75494 | 52.8664 | 12.7021 | 9.0319 | 0.91686 | 2.9158 | 0.52985 | 0.52985 | 0.52985 | 550.2994 | 1.7101 | 0 | 0 | 2.9158 | 0.55774 | 0.52985 | 0 | 0 | 0.64798 | 6.0061 | 0.64798 | 0 | 0.64798 | 21.5297 | 93.5326 | 0 | 3.1475 | 3.1475 | 0.37498 | 3.1475 | 0 | 0.58284 | 2.3326 | 0 | 8.9219
2025-03-11 13:00 | 0.7759 | 47.6724 | 34.7506 | 23.1331 | 0.96142 | 3.0575 | 0.95416 | 0.95416 | 0.95416 | 320.4343 | 1.5867 | 0 | 0 | 3.0575 | 1.0044 | 0.95416 | 0 | 0 | 0.4664 | 6.0061 | 0.4664 | 0 | 0.4664 | 21.9469 | 95.3449 | 0 | 5.668 | 5.668 | 0.67526 | 5.668 | 0 | 1.0496 | 2.446 | 0 | 9.0636
2025-03-11 14:00 | 0.72346 | 38.9033 | 51.4671 | 37.9154 | 0.90825 | 2.8884 | 0.59639 | 0.59639 | 0.59639 | 484.3148 | 1.9249 | 0 | 0 | 2.8884 | 0.62778 | 0.59639 | 0 | 0 | 0.33571 | 6.0061 | 0.33571 | 0 | 0.33571 | 22.2471 | 96.6493 | 0 | 3.5427 | 3.5427 | 0.42206 | 3.5427 | 0 | 0.65603 | 2.3107 | 0 | 8.8946
2025-03-11 15:00 | 0.49652 | 28.0938 | 63.8965 | 52.8085 | 0.63397 | 2.0161 | 0.88777 | 0.88777 | 0.88777 | 227.1032 | 0.84002 | 0 | 0 | 2.0161 | 0.93449 | 0.88777 | 0 | 0 | 0.24163 | 6.0061 | 0.24163 | 0 | 0.24163 | 22.4633 | 97.5883 | 0 | 5.2736 | 5.2736 | 0.62827 | 5.2736 | 0 | 0.97654 | 1.6129 | 0 | 8.0223
2025-03-11 16:00 | 0.30737 | 16.1849 | 73.6763 | 67.7377 | 0.41531 | 1.3208 | 0.59106 | 0.59106 | 0.59106 | 223.4529 | 0.52465 | 0 | 0 | 1.3208 | 0.62217 | 0.59106 | 0 | 0 | 0.17392 | 6.0061 | 0.17392 | 0 | 0.17392 | 22.6188 | 98.2641 | 0 | 3.5111 | 3.5111 | 0.4183 | 3.5111 | 0 | 0.65017 | 1.0566 | 0 | 7.3269
2025-03-11 17:00 | 0.069191 | 3.7022 | 82.0415 | 82.6808 | 0.13111 | 0.41696 | 0.58886 | 0.58886 | 0.58886 | 70.8068 | 0 | 0 | 0 | 0.41696 | 0.61986 | 0.58886 | 0 | 0 | 0.12519 | 6.0061 | 0 | 0.2029 | -0.2029 | 22.392 | 97.2786 | 0 | 3.498 | 3.498 | 0.41674 | 3.498 | 0 | 0.64775 | 0.33356 | 0 | 6.4231
2025-03-11 18:00 | 0 | 0 | 89.892 | 90 | 0 | 0 | 0.90459 | 0.90459 | 0.90459 | 0 | 0 | 1.1102e-16 | 0 | 0 | 0.9522 | 0.90459 | 0 | 0 | 0.36194 | 6.0061 | 0 | 0.9522 | -0.9522 | 21.3274 | 92.6536 | 0 | 5.3735 | 5.3735 | 0.64018 | 5.3735 | 0 | 0.99505 | 0 | 0 | 6.0061
2025-03-11 19:00 | 0 | 0 | 98.0283 | 90 | 0 | 0 | 0.83081 | 0.83081 | 0.83081 | 0 | 0 | 0 | 0 | 0 | 0.87454 | 0.83081 | 0 | 0 | 1.1951 | 6.0061 | 0 | 0.87454 | -0.87454 | 20.3496 | 88.4059 | 0 | 4.9352 | 4.9352 | 0.58796 | 4.9352 | 0 | 0.91389 | 0 | 0 | 6.0061
2025-03-11 20:00 | 0 | 0 | 107.422 | 90 | 0 | 0 | 0.83387 | 0.83387 | 0.83387 | 0 | 0 | 1.1102e-16 | 0 | 0 | 0.87776 | 0.83387 | 0 | 0 | 1.8428 | 6.0061 | 0 | 0.87776 | -0.87776 | 19.3683 | 84.1425 | 0 | 4.9534 | 4.9534 | 0.59013 | 4.9534 | 0 | 0.91725 | 0 | 0 | 6.0061
2025-03-11 21:00 | 0 | 0 | 119.6211 | 90 | 0 | 0 | 0.60665 | 0.60665 | 0.60665 | 0 | 0 | 0 | 0 | 0 | 0.63858 | 0.60665 | 0 | 0 | 2.4294 | 6.0061 | 0 | 0.63858 | -0.63858 | 18.6543 | 81.0408 | 0 | 3.6037 | 3.6037 | 0.42933 | 3.6037 | 0 | 0.66732 | 0 | 0 | 6.0061
2025-03-11 22:00 | 0 | 0 | 137.3672 | 90 | 0 | 0 | 0.59073 | 0.59073 | 0.59073 | 0 | 0 | 0 | 0 | 0 | 0.62182 | 0.59073 | 0 | 0 | 2.7789 | 6.0061 | 0 | 0.62182 | -0.62182 | 17.9591 | 78.0206 | 0 | 3.5091 | 3.5091 | 0.41806 | 3.5091 | 0 | 0.6498 | 0 | 0 | 6.0061
2025-03-11 23:00 | 0 | 0 | 164.0735 | 90 | 0 | 0 | 1.1164 | 1.1164 | 1.1164 | 0 | 0 | 2.2204e-16 | 0 | 0 | 1.1752 | 1.1164 | 0 | 0 | 3.1404 | 6.0061 | 0 | 1.1752 | -1.1752 | 16.6452 | 72.3125 | 0 | 6.6319 | 6.6319 | 0.7901 | 6.6319 | 0 | 1.2281 | 0 | 0 | 6.0061
2025-03-12 | 0 | 0 | -163.5026 | 90 | 0 | 0 | 0.31496 | 0.31496 | 0.31496 | 0 | 0 | 0 | 0 | 0 | 0.33154 | 0.31496 | 0 | 0 | 4.0127 | 6.0061 | 0 | 0.33154 | -0.33154 | 16.2745 | 70.7022 | 0 | 1.8705 | 1.8705 | 0.22285 | 1.8705 | 0 | 0.34645 | 0 | 0 | 6.0061
2025-03-12 01:00 | 0 | 0 | -137.2357 | 90 | 0 | 0 | 0.27195 | 0.27195 | 0.27195 | 0 | 0 | 0 | 0 | 0 | 0.28626 | 0.27195 | 0 | 0 | 4.0491 | 6.0061 | 0 | 0.28626 | -0.28626 | 15.9545 | 69.3118 | 0 | 1.6151 | 1.6151 | 0.19241 | 1.6151 | 0 | 0.29914 | 0 | 0 | 6.0061
2025-03-12 02:00 | 0 | 0 | -119.6848 | 90 | 0 | 0 | 0.41135 | 0.41135 | 0.41135 | 0 | 0 | 5.5511e-17 | 0 | 0 | 0.433 | 0.41135 | 0 | 0 | 4.1405 | 6.0061 | 0 | 0.433 | -0.433 | 15.4703 | 67.2086 | 0 | 2.443 | 2.443 | 0.29105 | 2.443 | 0 | 0.45249 | 0 | 0 | 6.0061
2025-03-12 03:00 | 0 | 0 | -107.5507 | 90 | 0 | 0 | 0.37169 | 0.37169 | 0.37169 | 0 | 0 | 0 | 0 | 0 | 0.39125 | 0.37169 | 0 | 0 | 4.4124 | 5.6018 | 0 | 0.39125 | -0.39125 | 15.0329 | 65.3083 | 0 | 2.2074 | 2.2074 | 0.26299 | 2.2074 | 0 | 0.40886 | 0 | 0 | 5.6018
2025-03-12 04:00 | 0 | 0 | -98.1748 | 90 | 0 | 0 | 0.32194 | 0.32194 | 0.32194 | 0 | 0 | 0 | 0 | 0 | 0.33888 | 0.32194 | 0 | 0 | 4.6455 | 5.2105 | 0 | 0.33888 | -0.33888 | 14.654 | 63.6623 | 0 | 1.912 | 1.912 | 0.22778 | 1.912 | 0 | 0.35413 | 0 | 0 | 5.2105
2025-03-12 05:00 | 0 | 0 | -90.0385 | 90 | 0 | 0 | 0.48366 | 0.48366 | 0.48366 | 0 | 0 | 5.5511e-17 | 0 | 0 | 0.50912 | 0.48366 | 0 | 0 | 4.8376 | 4.8717 | 0 | 0.50912 | -0.50912 | 14.0848 | 61.1894 | 0 | 2.8724 | 2.8724 | 0.34221 | 2.8724 | 0 | 0.53203 | 0 | 0 | 4.8717
2025-03-12 06:00 | 0.073002 | 4.2282 | -82.1785 | 82.3043 | 0.12556 | 0.39929 | 0.26426 | 0.26426 | 0.26426 | 151.0961 | 0 | 0 | 0 | 0.39929 | 0.27817 | 0.26426 | 0 | 0 | 5.143 | 4.3625 | 0.12112 | 0 | 0.12112 | 14.1931 | 61.66 | 0 | 1.5694 | 1.5694 | 0.18698 | 1.5694 | 0 | 0.29069 | 0.31943 | 0 | 4.7618
2025-03-12 07:00 | 0.2927 | 16.7167 | -73.7928 | 67.3524 | 0.38707 | 1.231 | 0.2598 | 0.2598 | 0.2598 | 473.8182 | 0 | 0 | 0 | 1.231 | 0.27347 | 0.2598 | 0 | 0 | 4.9831 | 4.4594 | 0.95749 | 0 | 0.95749 | 15.0496 | 65.3806 | 0 | 1.5429 | 1.5429 | 0.18382 | 1.5429 | 0 | 0.28578 | 0.98477 | 0 | 5.6904
2025-03-12 08:00 | 0.52169 | 28.6332 | -63.9706 | 52.4125 | 0.66216 | 2.1058 | 0.41191 | 0.41191 | 0.41191 | 511.2196 | 0 | 0 | 0 | 2.1058 | 0.43359 | 0.41191 | 0 | 0 | 4.2573 | 5.2254 | 1.6722 | 0 | 1.6722 | 16.5452 | 71.8782 | 0 | 2.4463 | 2.4463 | 0.29145 | 2.4463 | 0 | 0.45311 | 1.6846 | 0 | 7.3312
2025-03-12 09:00 | 0.70169 | 39.4465 | -51.451 | 37.5038 | 0.87485 | 2.7822 | 0.47699 | 0.47699 | 0.47699 | 583.2697 | 0 | 0 | 0 | 2.7822 | 0.5021 | 0.47699 | 0 | 0 | 3.1586 | 6.0061 | 2.2801 | 0 | 2.2801 | 18.5846 | 80.7379 | 0 | 2.8328 | 2.8328 | 0.33749 | 2.8328 | 0 | 0.52469 | 2.2257 | 0 | 8.7883
2025-03-12 10:00 | 0.84622 | 48.1992 | -34.5519 | 22.6921 | 1.047 | 3.3296 | 0.36212 | 0.36212 | 0.36212 | 919.4855 | 1.1751 | 0 | 0 | 3.3296 | 0.38118 | 0.36212 | 0 | 0 | 1.7734 | 6.0061 | 1.7734 | 0 | 1.7734 | 20.1707 | 87.6286 | 0 | 2.1506 | 2.1506 | 0.25621 | 2.1506 | 0 | 0.39833 | 2.6637 | 0 | 9.3358
2025-03-12 11:00 | 0.93774 | 53.324 | -12.2142 | 8.5076 | 1.1572 | 3.68 | 0.32925 | 0.32925 | 0.32925 | 1117.702 | 2.4413 | 0 | 0 | 3.68 | 0.34658 | 0.32925 | 0 | 0 | 0.89217 | 6.0061 | 0.89217 | 0 | 0.89217 | 20.9687 | 91.0953 | 0 | 1.9554 | 1.9554 | 0.23296 | 1.9554 | 0 | 0.36217 | 2.944 | 0 | 9.6862
2025-03-12 12:00 | 0.86559 | 53.243 | 12.9306 | 8.884 | 1.0659 | 3.3898 | 0.88173 | 0.88173 | 0.88173 | 384.4473 | 1.8195 | 0 | 0 | 3.3898 | 0.92814 | 0.88173 | 0 | 0 | 0.64217 | 6.0061 | 0.64217 | 0 | 0.64217 | 21.5431 | 93.5906 | 0 | 5.2377 | 5.2377 | 0.624 | 5.2377 | 0 | 0.96991 | 2.7118 | 0 | 9.3959
2025-03-12 13:00 | 0.81769 | 47.9865 | 35.1216 | 23.1208 | 1.011 | 3.2153 | 0.63375 | 0.63375 | 0.63375 | 507.3377 | 2.0859 | 0 | 0 | 3.2153 | 0.66711 | 0.63375 | 0 | 0 | 0.46222 | 6.0061 | 0.46222 | 0 | 0.46222 | 21.9565 | 95.3866 | 0 | 3.7646 | 3.7646 | 0.44851 | 3.7646 | 0 | 0.69713 | 2.5722 | 0 | 9.2214
2025-03-12 14:00 | 0.73563 | 39.1544 | 51.8693 | 37.9376 | 0.91885 | 2.9221 | 0.53433 | 0.53433 | 0.53433 | 546.8696 | 2.027 | 0 | 0 | 2.9221 | 0.56246 | 0.53433 | 0 | 0 | 0.3327 | 6.0061 | 0.3327 | 0 | 0.3327 | 22.254 | 96.6794 | 0 | 3.1741 | 3.1741 | 0.37815 | 3.1741 | 0 | 0.58777 | 2.3377 | 0 | 8.9283
2025-03-12 15:00 | 0.42103 | 28.2981 | 64.2878 | 52.8477 | 0.51466 | 1.6367 | 0.59368 | 0.59368 | 0.59368 | 275.6911 | 0.77232 | 0 | 0 | 1.6367 | 0.62492 | 0.59368 | 0 | 0 | 0.23947 | 6.0061 | 0.23947 | 0 | 0.23947 | 22.4682 | 97.6099 | 0 | 3.5266 | 3.5266 | 0.42014 | 3.5266 | 0 | 0.65304 | 1.3094 | 0 | 7.6429
2025-03-12 16:00 | 0.24534 | 16.3589 | 74.0525 | 67.7881 | 0.31096 | 0.98892 | 0.99285 | 0.99285 | 0.99285 | 99.6036 | 0 | 0 | 0 | 0.98892 | 1.0451 | 0.99285 | 0 | 0 | 0.17236 | 6.0061 | 0 | 0.056191 | -0.056191 | 22.4054 | 97.337 | 0 | 5.8978 | 5.8978 | 0.70264 | 5.8978 | 0 | 1.0921 | 0.79113 | 0 | 6.9951
2025-03-12 17:00 | 0.070773 | 3.8591 | 82.4112 | 82.7402 | 0.12761 | 0.40582 | 0.8685 | 0.8685 | 0.8685 | 46.7262 | 0 | 1.1102e-16 | 0 | 0.40582 | 0.91421 | 0.8685 | 0 | 0 | 0.29815 | 6.0061 | 0 | 0.50839 | -0.50839 | 21.837 | 94.8676 | 0 | 5.1591 | 5.1591 | 0.61464 | 5.1591 | 0 | 0.95535 | 0.32465 | 0 | 6.412
2025-03-12 18:00 | 0 | 0 | 90.2678 | 90 | 0 | 0 | 0.59711 | 0.59711 | 0.59711 | 0 | 0 | 0 | 0 | 0 | 0.62854 | 0.59711 | 0 | 0 | 0.77846 | 6.0061 | 0 | 0.62854 | -0.62854 | 21.1343 | 91.8148 | 0 | 3.547 | 3.547 | 0.42257 | 3.547 | 0 | 0.65682 | 0 | 0 | 6.0061
2025-03-12 19:00 | 0 | 0 | 98.425 | 90 | 0 | 0 | 0.59179 | 0.59179 | 0.59179 | 0 | 0 | 1.1102e-16 | 0 | 0 | 0.62294 | 0.59179 | 0 | 0 | 1.2744 | 6.0061 | 0 | 0.62294 | -0.62294 | 20.4378 | 88.7891 | 0 | 3.5154 | 3.5154 | 0.41881 | 3.5154 | 0 | 0.65097 | 0 | 0 | 6.0061
2025-03-12 20:00 | 0 | 0 | 107.8559 | 90 | 0 | 0 | 0.7537 | 0.7537 | 0.7537 | 0 | 0 | 1.1102e-16 | 0 | 0 | 0.79337 | 0.7537 | 0 | 0 | 1.7064 | 6.0061 | 0 | 0.79337 | -0.79337 | 19.5508 | 84.9356 | 0 | 4.4772 | 4.4772 | 0.5334 | 4.4772 | 0 | 0.82907 | 0 | 0 | 6.0061
2025-03-12 21:00 | 0 | 0 | 120.1032 | 90 | 0 | 0 | 0.48518 | 0.48518 | 0.48518 | 0 | 0 | 5.5511e-17 | 0 | 0 | 0.51071 | 0.48518 | 0 | 0 | 2.2664 | 6.0061 | 0 | 0.51071 | -0.51071 | 18.9798 | 82.455 | 0 | 2.8821 | 2.8821 | 0.34336 | 2.8821 | 0 | 0.53369 | 0 | 0 | 6.0061
2025-03-12 22:00 | 0 | 0 | 137.8658 | 90 | 0 | 0 | 0.50746 | 0.50746 | 0.50746 | 0 | 0 | 1.1102e-16 | 0 | 0 | 0.53417 | 0.50746 | 0 | 0 | 2.5357 | 6.0061 | 0 | 0.53417 | -0.53417 | 18.3826 | 79.8604 | 0 | 3.0144 | 3.0144 | 0.35913 | 3.0144 | 0 | 0.55821 | 0 | 0 | 6.0061
2025-03-12 23:00 | 0 | 0 | 164.4025 | 90 | 0 | 0 | 0.63178 | 0.63178 | 0.63178 | 0 | 0 | 0 | 0 | 0 | 0.66503 | 0.63178 | 0 | 0 | 2.8534 | 6.0061 | 0 | 0.66503 | -0.66503 | 17.6391 | 76.6303 | 0 | 3.7529 | 3.7529 | 0.44711 | 3.7529 | 0 | 0.69496 | 0 | 0 | 6.0061
2025-03-13 | 0 | 0 | -163.5717 | 90 | 0 | 0 | 0.40445 | 0.40445 | 0.40445 | 0 | 0 | 0 | 0 | 0 | 0.42573 | 0.40445 | 0 | 0 | 3.2969 | 6.0061 | 0 | 0.42573 | -0.42573 | 17.1631 | 74.5625 | 0 | 2.402 | 2.402 | 0.28616 | 2.402 | 0 | 0.44489 | 0 | 0 | 6.0061
2025-03-13 01:00 | 0 | 0 | -137.5453 | 90 | 0 | 0 | 0.55563 | 0.55563 | 0.55563 | 0 | 0 | 1.1102e-16 | 0 | 0 | 0.58487 | 0.55563 | 0 | 0 | 3.5091 | 6.0061 | 0 | 0.58487 | -0.58487 | 16.5092 | 71.7217 | 0 | 3.2998 | 3.2998 | 0.39313 | 3.2998 | 0 | 0.61119 | 0 | 0 | 6.0061
2025-03-13 02:00 | 0 | 0 | -120.0403 | 90 | 0 | 0 | 0.37534 | 0.37534 | 0.37534 | 0 | 0 | 5.5511e-17 | 0 | 0 | 0.3951 | 0.37534 | 0 | 0 | 3.8938 | 6.0061 | 0 | 0.3951 | -0.3951 | 16.0675 | 69.8026 | 0 | 2.2291 | 2.2291 | 0.26557 | 2.2291 | 0 | 0.41288 | 0 | 0 | 6.0061
2025-03-13 03:00 | 0 | 0 | -107.8928 | 90 | 0 | 0 | 0.41793 | 0.41793 | 0.41793 | 0 | 0 | 5.5511e-17 | 0 | 0 | 0.43993 | 0.41793 | 0 | 0 | 4.0967 | 6.0061 | 0 | 0.43993 | -0.43993 | 15.5756 | 67.6659 | 0 | 2.4821 | 2.4821 | 0.2957 | 2.4821 | 0 | 0.45972 | 0 | 0 | 6.0061
2025-03-13 04:00 | 0 | 0 | -98.4971 | 90 | 0 | 0 | 0.36553 | 0.36553 | 0.36553 | 0 | 0 | 5.5511e-17 | 0 | 0 | 0.38477 | 0.36553 | 0 | 0 | 4.364 | 5.6959 | 0 | 0.38477 | -0.38477 | 15.1454 | 65.797 | 0 | 2.1709 | 2.1709 | 0.25863 | 2.1709 | 0 | 0.40208 | 0 | 0 | 5.6959
2025-03-13 05:00 | 0 | 0 | -90.347 | 90 | 0 | 0 | 0.36377 | 0.36377 | 0.36377 | 0 | 0 | 5.5511e-17 | 0 | 0 | 0.38291 | 0.36377 | 0 | 0 | 4.5856 | 5.3112 | 0 | 0.38291 | -0.38291 | 14.7173 | 63.9371 | 0 | 2.1604 | 2.1604 | 0.25738 | 2.1604 | 0 | 0.40014 | 0 | 0 | 5.3112
2025-03-13 06:00 | 0.06514 | 4.4948 | -82.4807 | 82.2351 | 0.096689 | 0.30749 | 0.39704 | 0.39704 | 0.39704 | 77.4453 | 0 | 0 | 0 | 0.30749 | 0.41794 | 0.39704 | 0 | 0 | 4.8156 | 4.9282 | 0 | 0.11045 | -0.11045 | 14.5938 | 63.4007 | 0 | 2.358 | 2.358 | 0.28092 | 2.358 | 0 | 0.43674 | 0.24599 | 0 | 5.2357
2025-03-13 07:00 | 0.25034 | 16.9971 | -74.0944 | 67.2749 | 0.31125 | 0.98983 | 0.47754 | 0.47754 | 0.47754 | 207.2773 | 0 | 0 | 0 | 0.98983 | 0.50267 | 0.47754 | 0 | 0 | 4.8059 | 4.8178 | 0.48716 | 0 | 0.48716 | 15.0296 | 65.2936 | 0 | 2.8361 | 2.8361 | 0.33788 | 2.8361 | 0 | 0.52529 | 0.79187 | 0 | 5.8076
2025-03-13 08:00 | 0.47242 | 28.9375 | -64.2711 | 52.3248 | 0.5878 | 1.8693 | 0.43891 | 0.43891 | 0.43891 | 425.8984 | 0 | 0 | 0 | 1.8693 | 0.46201 | 0.43891 | 0 | 0 | 4.3917 | 5.2075 | 1.4073 | 0 | 1.4073 | 16.2883 | 70.762 | 0 | 2.6066 | 2.6066 | 0.31055 | 2.6066 | 0 | 0.4828 | 1.4954 | 0 | 7.0768
2025-03-13 09:00 | 0.69899 | 39.7852 | -51.7331 | 37.4007 | 0.86654 | 2.7558 | 0.37217 | 0.37217 | 0.37217 | 740.4491 | 0 | 0 | 0 | 2.7558 | 0.39176 | 0.37217 | 0 | 0 | 3.4138 | 6.0061 | 2.364 | 0 | 2.364 | 18.4027 | 79.9478 | 0 | 2.2103 | 2.2103 | 0.26333 | 2.2103 | 0 | 0.40939 | 2.2046 | 0 | 8.7619
2025-03-13 10:00 | 0.86155 | 48.578 | -34.7563 | 22.5577 | 1.0614 | 3.3754 | 0.37429 | 0.37429 | 0.37429 | 901.8149 | 1.0762 | 0 | 0 | 3.3754 | 0.39399 | 0.37429 | 0 | 0 | 1.9052 | 6.0061 | 1.9052 | 0 | 1.9052 | 20.1068 | 87.3509 | 0 | 2.2229 | 2.2229 | 0.26482 | 2.2229 | 0 | 0.41172 | 2.7003 | 0 | 9.3815
2025-03-13 11:00 | 0.96141 | 53.7264 | -12.227 | 8.2526 | 1.1819 | 3.7587 | 0.36198 | 0.36198 | 0.36198 | 1038.374 | 2.4655 | 0 | 0 | 3.7587 | 0.38103 | 0.36198 | 0 | 0 | 0.9122 | 6.0061 | 0.9122 | 0 | 0.9122 | 20.9227 | 90.8954 | 0 | 2.1498 | 2.1498 | 0.25612 | 2.1498 | 0 | 0.39818 | 3.007 | 0 | 9.7649
2025-03-13 12:00 | 0.92363 | 53.62 | 13.1666 | 8.7528 | 1.1344 | 3.6074 | 0.78842 | 0.78842 | 0.78842 | 457.5558 | 2.121 | 0 | 0 | 3.6074 | 0.82991 | 0.78842 | 0 | 0 | 0.65658 | 6.0061 | 0.65658 | 0 | 0.65658 | 21.5099 | 93.4467 | 0 | 4.6834 | 4.6834 | 0.55796 | 4.6834 | 0 | 0.86726 | 2.886 | 0 | 9.6136
2025-03-13 13:00 | 0.89406 | 48.2996 | 35.5004 | 23.1165 | 1.1029 | 3.5074 | 0.96265 | 0.96265 | 0.96265 | 364.347 | 2.0215 | 0 | 0 | 3.5074 | 1.0133 | 0.96265 | 0 | 0 | 0.47259 | 6.0061 | 0.47259 | 0 | 0.47259 | 21.9326 | 95.2831 | 0 | 5.7184 | 5.7184 | 0.68127 | 5.7184 | 0 | 1.0589 | 2.8059 | 0 | 9.5135
2025-03-13 14:00 | 0.57987 | 39.4039 | 52.2771 | 37.965 | 0.6997 | 2.2252 | 0.82912 | 0.82912 | 0.82912 | 268.3762 | 1.0122 | 0 | 0 | 2.2252 | 0.87275 | 0.82912 | 0 | 0 | 0.34016 | 6.0061 | 0.34016 | 0 | 0.34016 | 22.2369 | 96.6049 | 0 | 4.9252 | 4.9252 | 0.58676 | 4.9252 | 0 | 0.91203 | 1.7801 | 0 | 8.2313
2025-03-13 15:00 | 0.4762 | 28.5009 | 64.683 | 52.8907 | 0.59541 | 1.8935 | 0.69915 | 0.69915 | 0.69915 | 270.8307 | 0.91272 | 0 | 0 | 1.8935 | 0.73594 | 0.69915 | 0 | 0 | 0.24484 | 6.0061 | 0.24484 | 0 | 0.24484 | 22.4559 | 97.5563 | 0 | 4.1531 | 4.1531 | 0.49479 | 4.1531 | 0 | 0.76906 | 1.5148 | 0 | 7.8997
2025-03-13 16:00 | 0.31115 | 16.5314 | 74.4316 | 67.8414 | 0.41047 | 1.3054 | 0.67894 | 0.67894 | 0.67894 | 192.2653 | 0.41446 | 0 | 0 | 1.3054 | 0.71467 | 0.67894 | 0 | 0 | 0.17623 | 6.0061 | 0.17623 | 0 | 0.17623 | 22.6135 | 98.241 | 0 | 4.0331 | 4.0331 | 0.48049 | 4.0331 | 0 | 0.74683 | 1.0443 | 0 | 7.3115
2025-03-13 17:00 | 0.063786 | 4.015 | 82.783 | 82.8017 | 0.10259 | 0.32625 | 0.41406 | 0.41406 | 0.41406 | 78.7922 | 0 | 0 | 0 | 0.32625 | 0.43586 | 0.41406 | 0 | 0 | 0.12685 | 6.0061 | 0 | 0.10961 | -0.10961 | 22.491 | 97.7087 | 0 | 2.4596 | 2.4596 | 0.29303 | 2.4596 | 0 | 0.45547 | 0.261 | 0 | 6.3324
2025-03-13 18:00 | 0 | 0 | 90.6453 | 90 | 0 | 0 | 0.80677 | 0.80677 | 0.80677 | 0 | 0 | 1.1102e-16 | 0 | 0 | 0.84923 | 0.80677 | 0 | 0 | 0.28064 | 6.0061 | 0 | 0.84923 | -0.84923 | 21.5415 | 93.5839 | 0 | 4.7924 | 4.7924 | 0.57095 | 4.7924 | 0 | 0.88744 | 0 | 0 | 6.0061
2025-03-13 19:00 | 0 | 0 | 98.823 | 90 | 0 | 0 | 0.87938 | 0.87938 | 0.87938 | 0 | 0 | 1.1102e-16 | 0 | 0 | 0.92566 | 0.87938 | 0 | 0 | 1.0438 | 6.0061 | 0 | 0.92566 | -0.92566 | 20.5066 | 89.0878 | 0 | 5.2237 | 5.2237 | 0.62233 | 5.2237 | 0 | 0.96731 | 0 | 0 | 6.0061
2025-03-13 20:00 | 0 | 0 | 108.2905 | 90 | 0 | 0 | 0.79903 | 0.79903 | 0.79903 | 0 | 0 | 1.1102e-16 | 0 | 0 | 0.84109 | 0.79903 | 0 | 0 | 1.7521 | 6.0061 | 0 | 0.84109 | -0.84109 | 19.5662 | 85.0025 | 0 | 4.7465 | 4.7465 | 0.56547 | 4.7465 | 0 | 0.87894 | 0 | 0 | 6.0061
2025-03-13 21:00 | 0 | 0 | 120.5847 | 90 | 0 | 0 | 0.87364 | 0.87364 | 0.87364 | 0 | 0 | 1.1102e-16 | 0 | 0 | 0.91962 | 0.87364 | 0 | 0 | 2.3077 | 6.0061 | 0 | 0.91962 | -0.91962 | 18.5381 | 80.5358 | 0 | 5.1897 | 5.1897 | 0.61828 | 5.1897 | 0 | 0.96101 | 0 | 0 | 6.0061
2025-03-13 22:00 | 0 | 0 | 138.3609 | 90 | 0 | 0 | 0.92944 | 0.92944 | 0.92944 | 0 | 0 | 1.1102e-16 | 0 | 0 | 0.97836 | 0.92944 | 0 | 0 | 2.9157 | 6.0061 | 0 | 0.97836 | -0.97836 | 17.4442 | 75.7838 | 0 | 5.5211 | 5.5211 | 0.65777 | 5.5211 | 0 | 1.0224 | 0 | 0 | 6.0061
2025-03-13 23:00 | 0 | 0 | 164.7278 | 90 | 0 | 0 | 0.56675 | 0.56675 | 0.56675 | 0 | 0 | 1.1102e-16 | 0 | 0 | 0.59658 | 0.56675 | 0 | 0 | 3.5565 | 6.0061 | 0 | 0.59658 | -0.59658 | 16.7772 | 72.8861 | 0 | 3.3666 | 3.3666 | 0.40109 | 3.3666 | 0 | 0.62343 | 0 | 0 | 6.0061
2025-03-14 | 0 | 0 | -163.6363 | 90 | 0 | 0 | 0.20741 | 0.20741 | 0.20741 | 0 | 0 | 0 | 0 | 0 | 0.21833 | 0.20741 | 0 | 0 | 3.8369 | 6.0061 | 0 | 0.21833 | -0.21833 | 16.5331 | 71.8257 | 0 | 1.2318 | 1.2318 | 0.14675 | 1.2318 | 0 | 0.22815 | 0 | 0 | 6.0061
2025-03-14 01:00 | 0 | 0 | -137.8481 | 90 | 0 | 0 | 0.42545 | 0.42545 | 0.42545 | 0 | 0 | 5.5511e-17 | 0 | 0 | 0.44784 | 0.42545 | 0 | 0 | 3.8293 | 6.0061 | 0 | 0.44784 | -0.44784 | 16.0324 | 69.6505 | 0 | 2.5267 | 2.5267 | 0.30102 | 2.5267 | 0 | 0.46799 | 0 | 0 | 6.0061
2025-03-14 02:00 | 0 | 0 | -120.3914 | 90 | 0 | 0 | 0.25364 | 0.25364 | 0.25364 | 0 | 0 | 5.5511e-17 | 0 | 0 | 0.26699 | 0.25364 | 0 | 0 | 4.1083 | 6.0061 | 0 | 0.26699 | -0.26699 | 15.7339 | 68.3537 | 0 | 1.5064 | 1.5064 | 0.17946 | 1.5064 | 0 | 0.279 | 0 | 0 | 6.0061
2025-03-14 03:00 | 0 | 0 | -108.2326 | 90 | 0 | 0 | 0.31321 | 0.31321 | 0.31321 | 0 | 0 | 5.5511e-17 | 0 | 0 | 0.32969 | 0.31321 | 0 | 0 | 4.225 | 5.8375 | 0 | 0.32969 | -0.32969 | 15.3653 | 66.7523 | 0 | 1.8601 | 1.8601 | 0.22161 | 1.8601 | 0 | 0.34453 | 0 | 0 | 5.8375
2025-03-14 04:00 | 0 | 0 | -98.8183 | 90 | 0 | 0 | 0.29522 | 0.29522 | 0.29522 | 0 | 0 | 0 | 0 | 0 | 0.31075 | 0.29522 | 0 | 0 | 4.4258 | 5.5078 | 0 | 0.31075 | -0.31075 | 15.0179 | 65.2429 | 0 | 1.7533 | 1.7533 | 0.20888 | 1.7533 | 0 | 0.32474 | 0 | 0 | 5.5078
2025-03-14 05:00 | 0 | 0 | -90.6552 | 90 | 0 | 0 | 0.33846 | 0.33846 | 0.33846 | 0 | 0 | 5.5511e-17 | 0 | 0 | 0.35627 | 0.33846 | 0 | 0 | 4.6121 | 5.1971 | 0 | 0.35627 | -0.35627 | 14.6196 | 63.5125 | 0 | 2.0101 | 2.0101 | 0.23947 | 2.0101 | 0 | 0.3723 | 0 | 0 | 5.1971
2025-03-14 06:00 | 0.016333 | 4.7635 | -82.7833 | 82.1645 | 0.015567 | 0.049504 | 0.28395 | 0.28395 | 0.28395 | 17.4344 | 0 | 0 | 0 | 0.049504 | 0.29889 | 0.28395 | 0 | 0 | 4.8432 | 4.8408 | 0 | 0.24939 | -0.24939 | 14.3407 | 62.3012 | 0 | 1.6863 | 1.6863 | 0.2009 | 1.6863 | 0 | 0.31234 | 0.039603 | 0 | 4.8903
2025-03-14 07:00 | 0.084028 | 17.2792 | -74.3969 | 67.1969 | 0.079968 | 0.25431 | 0.22477 | 0.22477 | 0.22477 | 113.1406 | 0 | 0 | 0 | 0.25431 | 0.23661 | 0.22477 | 0 | 0 | 4.9733 | 4.5914 | 0.017706 | 0 | 0.017706 | 14.3566 | 62.37 | 0 | 1.3349 | 1.3349 | 0.15904 | 1.3349 | 0 | 0.24725 | 0.20345 | 0 | 4.8457
2025-03-14 08:00 | 0.17451 | 29.2431 | -64.5732 | 52.2375 | 0.16685 | 0.53062 | 0.33047 | 0.33047 | 0.33047 | 160.5648 | 0 | 0 | 0 | 0.53062 | 0.34786 | 0.33047 | 0 | 0 | 4.8811 | 4.6056 | 0.18276 | 0 | 0.18276 | 14.52 | 63.0801 | 0 | 1.9626 | 1.9626 | 0.23382 | 1.9626 | 0 | 0.36352 | 0.4245 | 0 | 5.1362
2025-03-14 09:00 | 0.53648 | 40.1253 | -52.0173 | 37.2992 | 0.62571 | 1.9899 | 0.43637 | 0.43637 | 0.43637 | 456.0078 | 0 | 0 | 0 | 1.9899 | 0.45934 | 0.43637 | 0 | 0 | 4.7174 | 4.7518 | 1.5305 | 0 | 1.5305 | 15.889 | 69.0274 | 0 | 2.5916 | 2.5916 | 0.30875 | 2.5916 | 0 | 0.48001 | 1.5919 | 0 | 6.7417
2025-03-14 10:00 | 0.54241 | 48.9583 | -34.9626 | 22.4276 | 0.59662 | 1.8973 | 0.30226 | 0.30226 | 0.30226 | 627.7141 | 0 | 0 | 0 | 1.8973 | 0.31817 | 0.30226 | 0 | 0 | 3.6274 | 5.9762 | 1.5792 | 0 | 1.5792 | 17.3014 | 75.1636 | 0 | 1.7951 | 1.7951 | 0.21386 | 1.7951 | 0 | 0.33249 | 1.5179 | 0 | 7.8736
2025-03-14 11:00 | 0.79189 | 54.1302 | -12.2376 | 8.0075 | 0.95637 | 3.0414 | 0.27899 | 0.27899 | 0.27899 | 1090.168 | 0.060838 | 0 | 0 | 3.0414 | 0.29367 | 0.27899 | 0 | 0 | 2.6869 | 6.0061 | 2.6869 | 0 | 2.6869 | 19.7047 | 85.6041 | 0 | 1.6569 | 1.6569 | 0.19739 | 1.6569 | 0 | 0.30688 | 2.4331 | 0 | 9.0476
2025-03-14 12:00 | 0.77494 | 53.9974 | 13.41 | 8.6393 | 0.93245 | 2.9654 | 0.99044 | 0.99044 | 0.99044 | 299.3984 | 0.88462 | 0 | 0 | 2.9654 | 1.0426 | 0.99044 | 0 | 0 | 1.0382 | 6.0061 | 1.0382 | 0 | 1.0382 | 20.6333 | 89.6381 | 0 | 5.8835 | 5.8835 | 0.70093 | 5.8835 | 0 | 1.0895 | 2.3723 | 0 | 8.9715
2025-03-14 13:00 | 0.81589 | 48.6117 | 35.8869 | 23.1203 | 0.99933 | 3.1781 | 0.66922 | 0.66922 | 0.66922 | 474.8883 | 1.7264 | 0 | 0 | 3.1781 | 0.70444 | 0.66922 | 0 | 0 | 0.74725 | 6.0061 | 0.74725 | 0 | 0.74725 | 21.3016 | 92.5417 | 0 | 3.9753 | 3.9753 | 0.47361 | 3.9753 | 0 | 0.73614 | 2.5424 | 0 | 9.1842
2025-03-14 14:00 | 0.64149 | 39.6517 | 52.6906 | 37.9977 | 0.78578 | 2.4989 | 0.48792 | 0.48792 | 0.48792 | 512.1498 | 1.4474 | 0 | 0 | 2.4989 | 0.5136 | 0.48792 | 0 | 0 | 0.53786 | 6.0061 | 0.53786 | 0 | 0.53786 | 21.7827 | 94.6317 | 0 | 2.8984 | 2.8984 | 0.3453 | 2.8984 | 0 | 0.53672 | 1.9991 | 0 | 8.5051
2025-03-14 15:00 | 0.45713 | 28.7019 | 65.082 | 52.9374 | 0.56247 | 1.7887 | 0.63793 | 0.63793 | 0.63793 | 280.3966 | 0.7301 | 0 | 0 | 1.7887 | 0.67151 | 0.63793 | 0 | 0 | 0.38714 | 6.0061 | 0.38714 | 0 | 0.38714 | 22.129 | 96.136 | 0 | 3.7895 | 3.7895 | 0.45147 | 3.7895 | 0 | 0.70173 | 1.431 | 0 | 7.7949
2025-03-14 16:00 | 0.24253 | 16.7025 | 74.8133 | 67.8975 | 0.29759 | 0.94639 | 0.71517 | 0.71517 | 0.71517 | 132.3307 | 0 | 0 | 0 | 0.94639 | 0.75281 | 0.71517 | 0 | 0 | 0.27865 | 6.0061 | 0.19358 | 0 | 0.19358 | 22.3021 | 96.8882 | 0 | 4.2483 | 4.2483 | 0.50612 | 4.2483 | 0 | 0.78669 | 0.75711 | 0 | 6.9525
2025-03-14 17:00 | 0.054616 | 4.1699 | 83.1569 | 82.8653 | 0.073568 | 0.23396 | 0.63429 | 0.63429 | 0.63429 | 36.8852 | 0 | 1.1102e-16 | 0 | 0.23396 | 0.66767 | 0.63429 | 0 | 0 | 0.26162 | 6.0061 | 0 | 0.43371 | -0.43371 | 21.8172 | 94.7816 | 0 | 3.7678 | 3.7678 | 0.44889 | 3.7678 | 0 | 0.69772 | 0.18717 | 0 | 6.2401
2025-03-14 18:00 | 0 | 0 | 91.0244 | 90 | 0 | 0 | 0.50233 | 0.50233 | 0.50233 | 0 | 0 | 1.1102e-16 | 0 | 0 | 0.52877 | 0.50233 | 0 | 0 | 0.72786 | 6.0061 | 0 | 0.52877 | -0.52877 | 21.226 | 92.2133 | 0 | 2.984 | 2.984 | 0.3555 | 2.984 | 0 | 0.55257 | 0 | 0 | 6.0061
2025-03-14 19:00 | 0 | 0 | 99.2222 | 90 | 0 | 0 | 0.32652 | 0.32652 | 0.32652 | 0 | 0 | 5.5511e-17 | 0 | 0 | 0.34371 | 0.32652 | 0 | 0 | 1.169 | 6.0061 | 0 | 0.34371 | -0.34371 | 20.8417 | 90.5438 | 0 | 1.9396 | 1.9396 | 0.23108 | 1.9396 | 0 | 0.35918 | 0 | 0 | 6.0061
2025-03-14 20:00 | 0 | 0 | 108.7256 | 90 | 0 | 0 | 0.26663 | 0.26663 | 0.26663 | 0 | 0 | 0 | 0 | 0 | 0.28066 | 0.26663 | 0 | 0 | 1.3811 | 6.0061 | 0 | 0.28066 | -0.28066 | 20.528 | 89.1806 | 0 | 1.5839 | 1.5839 | 0.18869 | 1.5839 | 0 | 0.29329 | 0 | 0 | 6.0061
2025-03-14 21:00 | 0 | 0 | 121.0653 | 90 | 0 | 0 | 0.60587 | 0.60587 | 0.60587 | 0 | 0 | 1.1102e-16 | 0 | 0 | 0.63776 | 0.60587 | 0 | 0 | 1.5377 | 6.0061 | 0 | 0.63776 | -0.63776 | 19.8149 | 86.0829 | 0 | 3.599 | 3.599 | 0.42877 | 3.599 | 0 | 0.66646 | 0 | 0 | 6.0061
2025-03-14 22:00 | 0 | 0 | 138.8524 | 90 | 0 | 0 | 0.28367 | 0.28367 | 0.28367 | 0 | 0 | 0 | 0 | 0 | 0.2986 | 0.28367 | 0 | 0 | 2.0248 | 6.0061 | 0 | 0.2986 | -0.2986 | 19.4811 | 84.6326 | 0 | 1.6851 | 1.6851 | 0.20075 | 1.6851 | 0 | 0.31203 | 0 | 0 | 6.0061
2025-03-14 23:00 | 0 | 0 | 165.0492 | 90 | 0 | 0 | 0.793 | 0.793 | 0.793 | 0 | 0 | 1.1102e-16 | 0 | 0 | 0.83473 | 0.793 | 0 | 0 | 2.1571 | 6.0061 | 0 | 0.83473 | -0.83473 | 18.5478 | 80.5782 | 0 | 4.7106 | 4.7106 | 0.5612 | 4.7106 | 0 | 0.8723 | 0 | 0 | 6.0061
2025-03-15 | 0 | 0 | -163.6966 | 90 | 0 | 0 | 0.47794 | 0.47794 | 0.47794 | 0 | 0 | 5.5511e-17 | 0 | 0 | 0.50309 | 0.47794 | 0 | 0 | 2.8004 | 6.0061 | 0 | 0.50309 | -0.50309 | 17.9853 | 78.1346 | 0 | 2.8384 | 2.8384 | 0.33816 | 2.8384 | 0 | 0.52573 | 0 | 0 | 6.0061
2025-03-15 01:00 | 0 | 0 | -138.1443 | 90 | 0 | 0 | 0.3693 | 0.3693 | 0.3693 | 0 | 0 | 5.5511e-17 | 0 | 0 | 0.38874 | 0.3693 | 0 | 0 | 3.0767 | 6.0061 | 0 | 0.38874 | -0.38874 | 17.5507 | 76.2464 | 0 | 2.1933 | 2.1933 | 0.2613 | 2.1933 | 0 | 0.40623 | 0 | 0 | 6.0061
2025-03-15 02:00 | 0 | 0 | -120.7384 | 90 | 0 | 0 | 0.50313 | 0.50313 | 0.50313 | 0 | 0 | 0 | 0 | 0 | 0.52961 | 0.50313 | 0 | 0 | 3.2711 | 6.0061 | 0 | 0.52961 | -0.52961 | 16.9586 | 73.674 | 0 | 2.9881 | 2.9881 | 0.35599 | 2.9881 | 0 | 0.55344 | 0 | 0 | 6.0061
2025-03-15 03:00 | 0 | 0 | -108.5702 | 90 | 0 | 0 | 0.55247 | 0.55247 | 0.55247 | 0 | 0 | 1.1102e-16 | 0 | 0 | 0.58155 | 0.55247 | 0 | 0 | 3.6187 | 6.0061 | 0 | 0.58155 | -0.58155 | 16.3084 | 70.8494 | 0 | 3.2811 | 3.2811 | 0.39089 | 3.2811 | 0 | 0.60772 | 0 | 0 | 6.0061
2025-03-15 04:00 | 0 | 0 | -99.1385 | 90 | 0 | 0 | 0.33524 | 0.33524 | 0.33524 | 0 | 0 | 0 | 0 | 0 | 0.35289 | 0.33524 | 0 | 0 | 4.0028 | 6.0061 | 0 | 0.35289 | -0.35289 | 15.9139 | 69.1354 | 0 | 1.991 | 1.991 | 0.2372 | 1.991 | 0 | 0.36877 | 0 | 0 | 6.0061
2025-03-15 05:00 | 0 | 0 | -90.9631 | 90 | 0 | 0 | 0.39017 | 0.39017 | 0.39017 | 0 | 0 | 5.5511e-17 | 0 | 0 | 0.41071 | 0.39017 | 0 | 0 | 4.1694 | 5.9985 | 0 | 0.41071 | -0.41071 | 15.4547 | 67.1405 | 0 | 2.3172 | 2.3172 | 0.27606 | 2.3172 | 0 | 0.42919 | 0 | 0 | 5.9985
2025-03-15 06:00 | 0.041908 | 5.0339 | -83.0862 | 82.0928 | 0.042734 | 0.1359 | 0.48685 | 0.48685 | 0.48685 | 27.9147 | 0 | 0 | 0 | 0.1359 | 0.51247 | 0.48685 | 0 | 0 | 4.4178 | 5.5878 | 0 | 0.37657 | -0.37657 | 15.0336 | 65.3114 | 0 | 2.8914 | 2.8914 | 0.34447 | 2.8914 | 0 | 0.53553 | 0.10872 | 0 | 5.7237
2025-03-15 07:00 | 0.26305 | 17.5626 | -74.7003 | 67.1185 | 0.32271 | 1.0263 | 0.37534 | 0.37534 | 0.37534 | 273.4275 | 0 | 0 | 0 | 1.0263 | 0.39509 | 0.37534 | 0 | 0 | 4.6396 | 5.2112 | 0.63119 | 0 | 0.63119 | 15.5982 | 67.7641 | 0 | 2.2291 | 2.2291 | 0.26557 | 2.2291 | 0 | 0.41287 | 0.82103 | 0 | 6.2375
2025-03-15 08:00 | 0.3456 | 29.55 | -64.8769 | 52.1506 | 0.37967 | 1.2074 | 0.33548 | 0.33548 | 0.33548 | 359.9096 | 0 | 0 | 0 | 1.2074 | 0.35313 | 0.33548 | 0 | 0 | 4.0778 | 5.7161 | 0.85428 | 0 | 0.85428 | 16.3623 | 71.0835 | 0 | 1.9924 | 1.9924 | 0.23736 | 1.9924 | 0 | 0.36902 | 0.96593 | 0 | 6.9236
2025-03-15 09:00 | 0.34859 | 40.4665 | -52.3038 | 37.1996 | 0.35042 | 1.1144 | 0.36122 | 0.36122 | 0.36122 | 308.5158 | 0 | 0 | 0 | 1.1144 | 0.38023 | 0.36122 | 0 | 0 | 3.4952 | 6.0061 | 0.73418 | 0 | 0.73418 | 17.019 | 73.9364 | 0 | 2.1452 | 2.1452 | 0.25558 | 2.1452 | 0 | 0.39734 | 0.89153 | 0 | 7.1206
2025-03-15 10:00 | 0.49671 | 49.34 | -35.1707 | 22.3019 | 0.52725 | 1.6768 | 0.37006 | 0.37006 | 0.37006 | 453.1076 | 0 | 0 | 0 | 1.6768 | 0.38953 | 0.37006 | 0 | 0 | 3.0872 | 6.0061 | 1.2872 | 0 | 1.2872 | 18.1703 | 78.9381 | 0 | 2.1977 | 2.1977 | 0.26183 | 2.1977 | 0 | 0.40706 | 1.3414 | 0 | 7.6829
2025-03-15 11:00 | 0.49899 | 54.5353 | -12.2461 | 7.7737 | 0.51806 | 1.6475 | 0.42646 | 0.42646 | 0.42646 | 386.3316 | 0 | 0 | 0 | 1.6475 | 0.4489 | 0.42646 | 0 | 0 | 2.3061 | 6.0061 | 1.1986 | 0 | 1.1986 | 19.2424 | 83.5957 | 0 | 2.5327 | 2.5327 | 0.30174 | 2.5327 | 0 | 0.4691 | 1.318 | 0 | 7.6537
2025-03-15 12:00 | 0.45717 | 54.3751 | 13.6609 | 8.5444 | 0.46363 | 1.4744 | 0.95793 | 0.95793 | 0.95793 | 153.9173 | 0 | 0 | 0 | 1.4744 | 1.0083 | 0.95793 | 0 | 0 | 1.6674 | 6.0061 | 0.46607 | 0 | 0.46607 | 19.6593 | 85.4067 | 0 | 5.6903 | 5.6903 | 0.67792 | 5.6903 | 0 | 1.0537 | 1.1795 | 0 | 7.4806
2025-03-15 13:00 | 0.64835 | 48.9226 | 36.2812 | 23.1323 | 0.75755 | 2.4091 | 0.83584 | 0.83584 | 0.83584 | 288.228 | 0 | 0 | 0 | 2.4091 | 0.87983 | 0.83584 | 0 | 0 | 1.5778 | 6.0061 | 1.5293 | 0 | 1.5293 | 21.0271 | 91.349 | 0 | 4.9651 | 4.9651 | 0.59152 | 4.9651 | 0 | 0.91942 | 1.9273 | 0 | 8.4153
2025-03-15 14:00 | 0.54874 | 39.8978 | 53.1094 | 38.0354 | 0.64342 | 2.0462 | 0.75272 | 0.75272 | 0.75272 | 271.8416 | 0.60877 | 0 | 0 | 2.0462 | 0.79233 | 0.75272 | 0 | 0 | 0.64509 | 6.0061 | 0.64509 | 0 | 0.64509 | 21.6041 | 93.8557 | 0 | 4.4713 | 4.4713 | 0.5327 | 4.4713 | 0 | 0.82799 | 1.637 | 0 | 8.0523
2025-03-15 15:00 | 0.23973 | 28.9012 | 65.4845 | 52.9878 | 0.23769 | 0.75591 | 1.1138 | 1.1138 | 1.1138 | 67.8693 | 0 | 0 | 0 | 0.75591 | 1.1724 | 1.1138 | 0 | 0 | 0.4431 | 6.0061 | 0 | 0.41648 | -0.41648 | 21.1384 | 91.8328 | 0 | 6.6161 | 6.6161 | 0.78821 | 6.6161 | 0 | 1.2251 | 0.60473 | 0 | 6.7621
2025-03-15 16:00 | 0.13661 | 16.8723 | 75.1976 | 67.9562 | 0.13494 | 0.42915 | 0.79627 | 0.79627 | 0.79627 | 53.895 | 0 | 0 | 0 | 0.42915 | 0.83817 | 0.79627 | 0 | 0 | 1.0105 | 6.0061 | 0 | 0.40903 | -0.40903 | 20.6811 | 89.8461 | 0 | 4.73 | 4.73 | 0.56352 | 4.73 | 0 | 0.87589 | 0.34332 | 0 | 6.4353
2025-03-15 17:00 | 0.04897 | 4.3239 | 83.5327 | 82.9308 | 0.058059 | 0.18464 | 0.77129 | 0.77129 | 0.77129 | 23.9389 | 0 | 0 | 0 | 0.18464 | 0.81188 | 0.77129 | 0 | 0 | 1.3978 | 6.0061 | 0 | 0.62724 | -0.62724 | 19.9798 | 86.7995 | 0 | 4.5816 | 4.5816 | 0.54584 | 4.5816 | 0 | 0.84842 | 0.14771 | 0 | 6.1908
2025-03-15 18:00 | 0 | 0 | 91.4049 | 90 | 0 | 0 | 0.86531 | 0.86531 | 0.86531 | 0 | 0 | 1.1102e-16 | 0 | 0 | 0.91085 | 0.86531 | 0 | 0 | 1.9062 | 6.0061 | 0 | 0.91085 | -0.91085 | 18.9615 | 82.3753 | 0 | 5.1402 | 5.1402 | 0.61238 | 5.1402 | 0 | 0.95184 | 0 | 0 | 6.0061
2025-03-15 19:00 | 0 | 0 | 99.6225 | 90 | 0 | 0 | 0.51232 | 0.51232 | 0.51232 | 0 | 0 | 1.1102e-16 | 0 | 0 | 0.53928 | 0.51232 | 0 | 0 | 2.6027 | 6.0061 | 0 | 0.53928 | -0.53928 | 18.3586 | 79.756 | 0 | 3.0433 | 3.0433 | 0.36257 | 3.0433 | 0 | 0.56355 | 0 | 0 | 6.0061
2025-03-15 20:00 | 0 | 0 | 109.161 | 90 | 0 | 0 | 0.84611 | 0.84611 | 0.84611 | 0 | 0 | 1.1102e-16 | 0 | 0 | 0.89064 | 0.84611 | 0 | 0 | 2.893 | 6.0061 | 0 | 0.89064 | -0.89064 | 17.3628 | 75.43 | 0 | 5.0261 | 5.0261 | 0.59879 | 5.0261 | 0 | 0.93072 | 0 | 0 | 6.0061
2025-03-15 21:00 | 0 | 0 | 121.5447 | 90 | 0 | 0 | 0.75331 | 0.75331 | 0.75331 | 0 | 0 | 1.1102e-16 | 0 | 0 | 0.79296 | 0.75331 | 0 | 0 | 3.5241 | 6.0061 | 0 | 0.79296 | -0.79296 | 16.4762 | 71.5785 | 0 | 4.4748 | 4.4748 | 0.53312 | 4.4748 | 0 | 0.82864 | 0 | 0 | 6.0061
2025-03-15 22:00 | 0 | 0 | 139.3401 | 90 | 0 | 0 | 0.70843 | 0.70843 | 0.70843 | 0 | 0 | 0 | 0 | 0 | 0.74572 | 0.70843 | 0 | 0 | 4.0244 | 6.0061 | 0 | 0.74572 | -0.74572 | 15.6425 | 67.9565 | 0 | 4.2083 | 4.2083 | 0.50136 | 4.2083 | 0 | 0.77927 | 0 | 0 | 6.0061
2025-03-15 23:00 | 0 | 0 | 165.3668 | 90 | 0 | 0 | 0.66897 | 0.66897 | 0.66897 | 0 | 0 | 0 | 0 | 0 | 0.70417 | 0.66897 | 0 | 0 | 4.4787 | 5.7558 | 0 | 0.70417 | -0.70417 | 14.8552 | 64.5362 | 0 | 3.9738 | 3.9738 | 0.47343 | 3.9738 | 0 | 0.73586 | 0 | 0 | 5.7558
2025-03-16 | 0 | 0 | -163.7531 | 90 | 0 | 0 | 0.19823 | 0.19823 | 0.19823 | 0 | 0 | 2.7756e-17 | 0 | 0 | 0.20866 | 0.19823 | 0 | 0 | 4.9013 | 5.0516 | 0 | 0.20866 | -0.20866 | 14.6219 | 63.5227 | 0 | 1.1773 | 1.1773 | 0.14026 | 1.1773 | 0 | 0.21805 | 0 | 0 | 5.0516
2025-03-16 01:00 | 0 | 0 | -138.4341 | 90 | 0 | 0 | 0.23373 | 0.23373 | 0.23373 | 0 | 0 | 0 | 0 | 0 | 0.24604 | 0.23373 | 0 | 0 | 4.8883 | 4.8429 | 0 | 0.24604 | -0.24604 | 14.3468 | 62.3277 | 0 | 1.3881 | 1.3881 | 0.16538 | 1.3881 | 0 | 0.25711 | 0 | 0 | 4.8429
2025-03-16 02:00 | 0 | 0 | -121.081 | 90 | 0 | 0 | 0.27774 | 0.27774 | 0.27774 | 0 | 0 | 0 | 0 | 0 | 0.29236 | 0.27774 | 0 | 0 | 4.9892 | 4.5969 | 0 | 0.29236 | -0.29236 | 14.02 | 60.9077 | 0 | 1.6495 | 1.6495 | 0.19651 | 1.6495 | 0 | 0.30551 | 0 | 0 | 4.5969
2025-03-16 03:00 | 0 | 0 | -108.9054 | 90 | 0 | 0 | 0.41427 | 0.41427 | 0.41427 | 0 | 0 | 0 | 0 | 0 | 0.43607 | 0.41427 | 0 | 0 | 5.143 | 4.3045 | 0 | 0.43607 | -0.43607 | 13.5324 | 58.7896 | 0 | 2.4603 | 2.4603 | 0.29311 | 2.4603 | 0 | 0.45569 | 0 | 0 | 4.3045
2025-03-16 04:00 | 0 | 0 | -99.4575 | 90 | 0 | 0 | 0.40388 | 0.40388 | 0.40388 | 0 | 0 | 5.5511e-17 | 0 | 0 | 0.42514 | 0.40388 | 0 | 0 | 5.143 | 3.8685 | 0 | 0.42514 | -0.42514 | 13.0571 | 56.7247 | 0 | 2.3986 | 2.3986 | 0.28576 | 2.3986 | 0 | 0.44427 | 0 | 0 | 3.8685
2025-03-16 05:00 | 0 | 0 | -91.2706 | 90 | 0 | 0 | 0.17713 | 0.17713 | 0.17713 | 0 | 0 | 2.7756e-17 | 0 | 0 | 0.18646 | 0.17713 | 0 | 0 | 5.143 | 3.4433 | 0 | 0.18646 | -0.18646 | 12.8486 | 55.819 | 0 | 1.052 | 1.052 | 0.12533 | 1.052 | 0 | 0.19485 | 0 | 0 | 3.4433
2025-03-16 06:00 | 0.0072986 | 5.3059 | -83.3893 | 82.02 | 0.0068985 | 0.021938 | 0.36461 | 0.36461 | 0.36461 | 6.017 | 0 | 5.5511e-17 | 0 | 0.021938 | 0.3838 | 0.36461 | 0 | 0 | 5.143 | 3.2569 | 0 | 0.36186 | -0.36186 | 12.4441 | 54.0614 | 0 | 2.1654 | 2.1654 | 0.25797 | 2.1654 | 0 | 0.40107 | 0.017551 | 0 | 3.2788
2025-03-16 07:00 | 0.018589 | 17.8474 | -75.0046 | 67.0397 | 0.017535 | 0.055766 | 0.38412 | 0.38412 | 0.38412 | 14.5179 | 0 | 0 | 0 | 0.055766 | 0.40433 | 0.38412 | 0 | 0 | 5.143 | 2.895 | 0 | 0.34857 | -0.34857 | 12.0544 | 52.3684 | 0 | 2.2812 | 2.2812 | 0.27178 | 2.2812 | 0 | 0.42253 | 0.044613 | 0 | 2.9508
2025-03-16 08:00 | 0.077532 | 29.8579 | -65.1822 | 52.0644 | 0.073355 | 0.23328 | 0.33101 | 0.33101 | 0.33101 | 70.4744 | 0 | 5.5511e-17 | 0 | 0.23328 | 0.34844 | 0.33101 | 0 | 0 | 5.143 | 2.5464 | 0 | 0.11516 | -0.11516 | 11.9256 | 51.809 | 0 | 1.9659 | 1.9659 | 0.23421 | 1.9659 | 0 | 0.36412 | 0.18662 | 0 | 2.7797
2025-03-16 09:00 | 0.024974 | 40.8086 | -52.5927 | 37.1021 | 0.023535 | 0.074846 | 0.34557 | 0.34557 | 0.34557 | 21.6589 | 0 | 5.5511e-17 | 0 | 0.074846 | 0.36376 | 0.34557 | 0 | 0 | 5.143 | 2.4313 | 0 | 0.28891 | -0.28891 | 11.6026 | 50.4058 | 0 | 2.0523 | 2.0523 | 0.2445 | 2.0523 | 0 | 0.38013 | 0.059877 | 0 | 2.5061
2025-03-16 10:00 | 0.06631 | 49.7228 | -35.3808 | 22.181 | 0.062588 | 0.19904 | 0.36689 | 0.36689 | 0.36689 | 54.2509 | 0 | 0 | 0 | 0.19904 | 0.3862 | 0.36689 | 0 | 0 | 5.143 | 2.1424 | 0 | 0.18716 | -0.18716 | 11.3933 | 49.4967 | 0 | 2.1789 | 2.1789 | 0.25959 | 2.1789 | 0 | 0.40358 | 0.15923 | 0 | 2.3414
2025-03-16 11:00 | 0.15978 | 54.9417 | -12.2525 | 7.5526 | 0.15131 | 0.48119 | 0.31311 | 0.31311 | 0.31311 | 153.6824 | 0 | 0 | 0 | 0.48119 | 0.32959 | 0.31311 | 0 | 0 | 5.143 | 1.9552 | 0.1516 | 0 | 0.1516 | 11.529 | 50.0858 | 0 | 1.8595 | 1.8595 | 0.22154 | 1.8595 | 0 | 0.34442 | 0.38495 | 0 | 2.4364
2025-03-16 12:00 | 0.18645 | 54.7528 | 13.9193 | 8.4687 | 0.17675 | 0.56209 | 0.69061 | 0.69061 | 0.69061 | 81.3896 | 0 | 0 | 0 | 0.56209 | 0.72696 | 0.69061 | 0 | 0 | 5.143 | 2.0765 | 0 | 0.16487 | -0.16487 | 11.3446 | 49.285 | 0 | 4.1024 | 4.1024 | 0.48875 | 4.1024 | 0 | 0.75968 | 0.44967 | 0 | 2.6386
2025-03-16 13:00 | 0.19825 | 49.2321 | 36.6831 | 23.1523 | 0.18815 | 0.59835 | 0.82333 | 0.82333 | 0.82333 | 72.6739 | 0 | 0 | 0 | 0.59835 | 0.86666 | 0.82333 | 0 | 0 | 5.143 | 1.9116 | 0 | 0.26832 | -0.26832 | 11.0446 | 47.9817 | 0 | 4.8908 | 4.8908 | 0.58267 | 4.8908 | 0 | 0.90566 | 0.47868 | 0 | 2.51
2025-03-16 14:00 | 0.011912 | 40.142 | 53.5336 | 38.0782 | 0.011218 | 0.035674 | 0.64685 | 0.64685 | 0.64685 | 5.5149 | 0 | 1.1102e-16 | 0 | 0.035674 | 0.6809 | 0.64685 | 0 | 0 | 5.143 | 1.6433 | 0 | 0.64522 | -0.64522 | 10.3232 | 44.8478 | 0 | 3.8425 | 3.8425 | 0.45778 | 3.8425 | 0 | 0.71154 | 0.028539 | 0 | 1.679
2025-03-16 15:00 | 0.053351 | 29.0987 | 65.8906 | 53.0418 | 0.050401 | 0.16028 | 0.6527 | 0.6527 | 0.6527 | 24.5572 | 0 | 0 | 0 | 0.16028 | 0.68705 | 0.6527 | 0 | 0 | 5.143 | 0.99808 | 0 | 0.52677 | -0.52677 | 9.7343 | 42.2892 | 0 | 3.8772 | 3.8772 | 0.46191 | 3.8772 | 0 | 0.71797 | 0.12823 | 0 | 1.1584
2025-03-16 16:00 | 0.052359 | 17.0406 | 75.5843 | 68.0176 | 0.049605 | 0.15775 | 0.61682 | 0.59761 | 0.59761 | 26.3972 | 0 | 0.019211 | 0.20078 | 0.15775 | 0.62906 | 0.59761 | 0 | 0 | 5.143 | 0.47131 | 0 | 0.47131 | -0.47131 | 9.2074 | 40 | 0 | 3.6641 | 3.6641 | 0.43652 | 3.6641 | 0 | 0.6785 | 0.1262 | 0 | 0.62906
2025-03-16 17:00 | 0.011565 | 4.4769 | 83.9103 | 82.9981 | 0.010977 | 0.034908 | 0.42561 | 0.033163 | 0.033163 | 105.2632 | 0 | 0.39245 | 0.46154 | 0.034908 | 0.034908 | 0.033163 | 0 | 0 | 5.143 | 1.5888e-15 | 0 | 1.5888e-15 | 0 | 9.2074 | 40 | 0 | 2.5282 | 2.5282 | 0.30121 | 2.5282 | 0 | 0.46817 | 0.027927 | 0 | 0.034908
2025-03-16 18:00 | 0 | 0 | 91.7868 | 90 | 0 | 0 | 0.51243 | 1.5094e-15 | 1.5094e-15 | 0 | 0 | 0.51243 | 0.56368 | 0 | 1.5888e-15 | 1.5094e-15 | 0 | 0 | 5.143 | 1.5888e-15 | 0 | 1.5888e-15 | 0 | 9.2074 | 40 | 0 | 3.044 | 3.044 | 0.36265 | 3.044 | 0 | 0.56368 | 0 | 0 | 1.5888e-15
2025-03-16 19:00 | 0 | 0 | 100.0236 | 90 | 0 | 0 | 0.74442 | 3.0188e-15 | 3.0188e-15 | 0 | 0 | 0.74442 | 0.81887 | 0 | 3.1776e-15 | 3.0188e-15 | 0 | 0 | 5.143 | 3.1776e-15 | 0 | 3.1776e-15 | 0 | 9.2074 | 40 | 0 | 4.4221 | 4.4221 | 0.52683 | 4.4221 | 0 | 0.81887 | 0 | 0 | 3.1776e-15
2025-03-16 20:00 | 0 | 0 | 109.5966 | 90 | 0 | 0 | 0.75791 | 3.0188e-15 | 3.0188e-15 | 0 | 0 | 0.75791 | 0.8337 | 0 | 3.1776e-15 | 3.0188e-15 | 0 | 0 | 5.143 | 3.1776e-15 | 0 | 3.1776e-15 | 0 | 9.2074 | 40 | 0 | 4.5022 | 4.5022 | 0.53637 | 4.5022 | 0 | 0.8337 | 0 | 0 | 3.1776e-15
2025-03-16 21:00 | 0 | 0 | 122.0228 | 90 | 0 | 0 | 0.6311 | 4.5281e-15 | 4.5281e-15 | 0 | 0 | 0.6311 | 0.69421 | 0 | 4.7665e-15 | 4.5281e-15 | 0 | 0 | 5.143 | 4.7665e-15 | 0 | 4.7665e-15 | 0 | 9.2074 | 40 | 0 | 3.7489 | 3.7489 | 0.44663 | 3.7489 | 0 | 0.69421 | 0 | 0 | 4.7665e-15
2025-03-16 22:00 | 0 | 0 | 139.8237 | 90 | 0 | 0 | 0.48026 | 4.5281e-15 | 4.5281e-15 | 0 | 0 | 0.48026 | 0.52829 | 0 | 4.7665e-15 | 4.5281e-15 | 0 | 0 | 5.143 | 4.7665e-15 | 0 | 4.7665e-15 | 0 | 9.2074 | 40 | 0 | 2.8529 | 2.8529 | 0.33988 | 2.8529 | 0 | 0.52829 | 0 | 0 | 4.7665e-15
2025-03-16 23:00 | 0 | 0 | 165.6803 | 90 | 0 | 0 | 0.53649 | 6.0375e-15 | 6.0375e-15 | 0 | 0 | 0.53649 | 0.59014 | 0 | 6.3553e-15 | 6.0375e-15 | 0 | 0 | 5.143 | 6.3553e-15 | 0 | 6.3553e-15 | 0 | 9.2074 | 40 | 0 | 3.1869 | 3.1869 | 0.37968 | 3.1869 | 0 | 0.59014 | 0 | 0 | 6.3553e-15
2025-03-17 | 0 | 0 | -163.8058 | 90 | 0 | 0 | 0.30973 | 6.0375e-15 | 6.0375e-15 | 0 | 0 | 0.30973 | 0.3407 | 0 | 6.3553e-15 | 6.0375e-15 | 0 | 0 | 5.143 | 6.3553e-15 | 0 | 6.3553e-15 | 0 | 9.2074 | 40 | 0 | 1.8394 | 1.8394 | 0.21914 | 1.8394 | 0 | 0.3407 | 0 | 0 | 6.3553e-15
2025-03-17 01:00 | 0 | 0 | -138.7176 | 90 | 0 | 0 | 0.47719 | 6.0375e-15 | 6.0375e-15 | 0 | 0 | 0.47719 | 0.52491 | 0 | 6.3553e-15 | 6.0375e-15 | 0 | 0 | 5.143 | 6.3553e-15 | 0 | 6.3553e-15 | 0 | 9.2074 | 40 | 0 | 2.834 | 2.834 | 0.33763 | 2.834 | 0 | 0.52491 | 0 | 0 | 6.3553e-15
2025-03-17 02:00 | 0 | 0 | -121.4195 | 90 | 0 | 0 | 0.44667 | 6.0375e-15 | 6.0375e-15 | 0 | 0 | 0.44667 | 0.49134 | 0 | 6.3553e-15 | 6.0375e-15 | 0 | 0 | 5.143 | 6.3553e-15 | 0 | 6.3553e-15 | 0 | 9.2074 | 40 | 0 | 2.6528 | 2.6528 | 0.31604 | 2.6528 | 0 | 0.49134 | 0 | 0 | 6.3553e-15
2025-03-17 03:00 | 0 | 0 | -109.2382 | 90 | 0 | 0 | 0.3547 | 6.0375e-15 | 6.0375e-15 | 0 | 0 | 0.3547 | 0.39017 | 0 | 6.3553e-15 | 6.0375e-15 | 0 | 0 | 5.143 | 6.3553e-15 | 0 | 6.3553e-15 | 0 | 9.2074 | 40 | 0 | 2.1065 | 2.1065 | 0.25096 | 2.1065 | 0 | 0.39017 | 0 | 0 | 6.3553e-15
2025-03-17 04:00 | 0 | 0 | -99.7753 | 90 | 0 | 0 | 0.29183 | 6.0375e-15 | 6.0375e-15 | 0 | 0 | 0.29183 | 0.32101 | 0 | 6.3553e-15 | 6.0375e-15 | 0 | 0 | 5.143 | 6.3553e-15 | 0 | 6.3553e-15 | 0 | 9.2074 | 40 | 0 | 1.7331 | 1.7331 | 0.20648 | 1.7331 | 0 | 0.32101 | 0 | 0 | 6.3553e-15
2025-03-17 05:00 | 0 | 0 | -91.5778 | 90 | 0 | 0 | 0.46865 | 6.0375e-15 | 6.0375e-15 | 0 | 0 | 0.46865 | 0.51552 | 0 | 6.3553e-15 | 6.0375e-15 | 0 | 0 | 5.143 | 6.3553e-15 | 0 | 6.3553e-15 | 0 | 9.2074 | 40 | 0 | 2.7833 | 2.7833 | 0.33159 | 2.7833 | 0 | 0.51552 | 0 | 0 | 6.3553e-15
2025-03-17 06:00 | 0.076121 | 5.5794 | -83.6926 | 81.9462 | 0.096649 | 0.30736 | 0.36593 | 0.29199 | 0.29199 | 105.2632 | 0 | 0.07394 | 0.34413 | 0.30736 | 0.30736 | 0.29199 | 0 | 0 | 5.143 | 6.3553e-15 | 0 | 6.3553e-15 | 0 | 9.2074 | 40 | 0 | 2.1732 | 2.1732 | 0.25891 | 2.1732 | 0 | 0.40253 | 0.24589 | 0 | 0.30736
2025-03-17 07:00 | 0.28155 | 18.1333 | -75.3098 | 66.9607 | 0.34263 | 1.0896 | 0.35536 | 0.35536 | 0.35536 | 306.6253 | 0 | 0 | 0.18387 | 1.0896 | 0.37406 | 0.35536 | 0 | 0 | 5.143 | 6.3553e-15 | 0.71556 | 0 | 0.71556 | 9.8474 | 42.7804 | 0 | 2.1104 | 2.1104 | 0.25143 | 2.1104 | 0 | 0.39089 | 0.87169 | 0 | 1.0896
2025-03-17 08:00 | 0.38442 | 30.1667 | -65.4891 | 51.9789 | 0.43295 | 1.3768 | 0.35883 | 0.35883 | 0.35883 | 383.7069 | 0 | 0 | 0 | 1.3768 | 0.37771 | 0.35883 | 0 | 0 | 5.143 | 0.57244 | 0.99913 | 0 | 0.99913 | 10.741 | 46.6628 | 0 | 2.131 | 2.131 | 0.25388 | 2.131 | 0 | 0.39471 | 1.1015 | 0 | 1.9493
2025-03-17 09:00 | 0.52469 | 41.1516 | -52.8839 | 37.0067 | 0.59571 | 1.8945 | 0.22424 | 0.22424 | 0.22424 | 844.8271 | 0 | 0 | 0 | 1.8945 | 0.23605 | 0.22424 | 0 | 0 | 5.143 | 1.3717 | 1.6584 | 0 | 1.6584 | 12.2244 | 53.1069 | 0 | 1.3318 | 1.3318 | 0.15866 | 1.3318 | 0 | 0.24667 | 1.5156 | 0 | 3.2662
2025-03-17 10:00 | 0.56074 | 50.1066 | -35.593 | 22.0651 | 0.61552 | 1.9575 | 0.33284 | 0.33284 | 0.33284 | 588.1042 | 0 | 0 | 0 | 1.9575 | 0.35036 | 0.33284 | 0 | 0 | 5.143 | 2.6985 | 1.6071 | 0 | 1.6071 | 13.6618 | 59.3516 | 0 | 1.9767 | 1.9767 | 0.2355 | 1.9767 | 0 | 0.36613 | 1.566 | 0 | 4.656
2025-03-17 11:00 | 0.70488 | 55.3491 | -12.2569 | 7.3456 | 0.81526 | 2.5927 | 0.39543 | 0.39543 | 0.39543 | 655.6593 | 0 | 0 | 0 | 2.5927 | 0.41624 | 0.39543 | 0 | 0 | 4.6429 | 3.9842 | 2.1764 | 0 | 2.1764 | 15.6085 | 67.8086 | 0 | 2.3484 | 2.3484 | 0.27978 | 2.3484 | 0 | 0.43497 | 2.0741 | 0 | 6.5769
2025-03-17 12:00 | 0.72102 | 55.1305 | 14.1853 | 8.4129 | 0.8401 | 2.6717 | 0.78182 | 0.78182 | 0.78182 | 341.7247 | 0 | 0 | 0 | 2.6717 | 0.82297 | 0.78182 | 0 | 0 | 3.4002 | 5.7253 | 1.8487 | 0 | 1.8487 | 17.262 | 74.9921 | 0 | 4.6442 | 4.6442 | 0.55329 | 4.6442 | 0 | 0.86 | 2.1373 | 0 | 8.397
2025-03-17 13:00 | 0.30397 | 49.5403 | 37.0925 | 23.1803 | 0.29208 | 0.92886 | 0.56502 | 0.56502 | 0.56502 | 164.396 | 0 | 0 | 0 | 0.92886 | 0.59475 | 0.56502 | 0 | 0 | 2.482 | 6.0061 | 0.33411 | 0 | 0.33411 | 17.5608 | 76.2904 | 0 | 3.3563 | 3.3563 | 0.39986 | 3.3563 | 0 | 0.62152 | 0.74309 | 0 | 6.935
2025-03-17 14:00 | 0.38582 | 40.3842 | 53.9628 | 38.1259 | 0.39712 | 1.2629 | 0.31937 | 0.31937 | 0.31937 | 395.4272 | 0 | 0 | 0 | 1.2629 | 0.33618 | 0.31937 | 0 | 0 | 2.6493 | 6.0061 | 0.92671 | 0 | 0.92671 | 18.3897 | 79.8913 | 0 | 1.8972 | 1.8972 | 0.22602 | 1.8972 | 0 | 0.35131 | 1.0103 | 0 | 7.269
2025-03-17 15:00 | 0.45112 | 29.2945 | 66.2999 | 53.0992 | 0.54032 | 1.7183 | 0.75961 | 0.75961 | 0.75961 | 226.2087 | 0 | 0 | 0 | 1.7183 | 0.79959 | 0.75961 | 0 | 0 | 2.2035 | 6.0061 | 0.91872 | 0 | 0.91872 | 19.2114 | 83.4612 | 0 | 4.5123 | 4.5123 | 0.53758 | 4.5123 | 0 | 0.83558 | 1.3747 | 0 | 7.7245
2025-03-17 16:00 | 0.14149 | 17.2076 | 75.9732 | 68.0814 | 0.13967 | 0.44417 | 0.80773 | 0.80773 | 0.80773 | 54.9899 | 0 | 1.1102e-16 | 0 | 0.44417 | 0.85024 | 0.80773 | 0 | 0 | 1.7546 | 6.0061 | 0 | 0.40607 | -0.40607 | 18.7574 | 81.4889 | 0 | 4.7981 | 4.7981 | 0.57163 | 4.7981 | 0 | 0.8885 | 0.35533 | 0 | 6.4503
2025-03-17 17:00 | 0.040059 | 4.629 | 84.2895 | 83.0671 | 0.040842 | 0.12989 | 0.71318 | 0.71318 | 0.71318 | 18.2122 | 0 | 2.2204e-16 | 0 | 0.12989 | 0.75072 | 0.71318 | 0 | 0 | 2.3243 | 6.0061 | 0 | 0.62083 | -0.62083 | 18.0633 | 78.4734 | 0 | 4.2365 | 4.2365 | 0.50472 | 4.2365 | 0 | 0.7845 | 0.10391 | 0 | 6.136
2025-03-17 18:00 | 0 | 0 | 92.1698 | 90 | 0 | 0 | 0.80257 | 0.80257 | 0.80257 | 0 | 0 | 1.1102e-16 | 0 | 0 | 0.84481 | 0.80257 | 0 | 0 | 2.9084 | 6.0061 | 0 | 0.84481 | -0.84481 | 17.1188 | 74.3701 | 0 | 4.7675 | 4.7675 | 0.56798 | 4.7675 | 0 | 0.88282 | 0 | 0 | 6.0061
2025-03-17 19:00 | 0 | 0 | 100.4254 | 90 | 0 | 0 | 0.83149 | 0.83149 | 0.83149 | 0 | 0 | 1.1102e-16 | 0 | 0 | 0.87525 | 0.83149 | 0 | 0 | 3.5822 | 6.0061 | 0 | 0.87525 | -0.87525 | 16.1402 | 70.1188 | 0 | 4.9392 | 4.9392 | 0.58844 | 4.9392 | 0 | 0.91464 | 0 | 0 | 6.0061
2025-03-17 20:00 | 0 | 0 | 110.0322 | 90 | 0 | 0 | 0.66896 | 0.66896 | 0.66896 | 0 | 0 | 1.1102e-16 | 0 | 0 | 0.70417 | 0.66896 | 0 | 0 | 4.2001 | 6.0061 | 0 | 0.70417 | -0.70417 | 15.3529 | 66.6986 | 0 | 3.9738 | 3.9738 | 0.47342 | 3.9738 | 0 | 0.73586 | 0 | 0 | 6.0061
2025-03-17 21:00 | 0 | 0 | 122.4993 | 90 | 0 | 0 | 0.74265 | 0.74265 | 0.74265 | 0 | 0 | 1.1102e-16 | 0 | 0 | 0.78174 | 0.74265 | 0 | 0 | 4.6235 | 5.4968 | 0 | 0.78174 | -0.78174 | 14.4789 | 62.9016 | 0 | 4.4115 | 4.4115 | 0.52557 | 4.4115 | 0 | 0.81691 | 0 | 0 | 5.4968
2025-03-17 22:00 | 0 | 0 | 140.3032 | 90 | 0 | 0 | 0.92586 | 0.92586 | 0.92586 | 0 | 0 | 1.1102e-16 | 0 | 0 | 0.97459 | 0.92586 | 0 | 0 | 5.1249 | 4.715 | 0 | 0.97459 | -0.97459 | 13.3893 | 58.1679 | 0 | 5.4999 | 5.4999 | 0.65523 | 5.4999 | 0 | 1.0185 | 0 | 0 | 4.715
2025-03-17 23:00 | 0 | 0 | 165.9898 | 90 | 0 | 0 | 0.83202 | 0.83202 | 0.83202 | 0 | 0 | 1.1102e-16 | 0 | 0 | 0.87581 | 0.83202 | 0 | 0 | 5.143 | 3.7405 | 0 | 0.87581 | -0.87581 | 12.4101 | 53.9139 | 0 | 4.9424 | 4.9424 | 0.58882 | 4.9424 | 0 | 0.91522 | 0 | 0 | 3.7405
2025-03-18 | 0 | 0 | -163.8551 | 90 | 0 | 0 | 0.48164 | 0.48164 | 0.48164 | 0 | 0 | 5.5511e-17 | 0 | 0 | 0.50699 | 0.48164 | 0 | 0 | 5.143 | 2.8646 | 0 | 0.50699 | -0.50699 | 11.8433 | 51.4514 | 0 | 2.8604 | 2.8604 | 0.34078 | 2.8604 | 0 | 0.5298 | 0 | 0 | 2.8646
2025-03-18 01:00 | 0 | 0 | -138.9951 | 90 | 0 | 0 | 0.51639 | 0.51639 | 0.51639 | 0 | 0 | 1.1102e-16 | 0 | 0 | 0.54357 | 0.51639 | 0 | 0 | 5.143 | 2.3577 | 0 | 0.54357 | -0.54357 | 11.2356 | 48.8112 | 0 | 3.0668 | 3.0668 | 0.36537 | 3.0668 | 0 | 0.56803 | 0 | 0 | 2.3577
2025-03-18 02:00 | 0 | 0 | -121.7537 | 90 | 0 | 0 | 0.36497 | 0.36497 | 0.36497 | 0 | 0 | 5.5511e-17 | 0 | 0 | 0.38417 | 0.36497 | 0 | 0 | 5.143 | 1.8141 | 0 | 0.38417 | -0.38417 | 10.8061 | 46.9453 | 0 | 2.1675 | 2.1675 | 0.25823 | 2.1675 | 0 | 0.40146 | 0 | 0 | 1.8141
2025-03-18 03:00 | 0 | 0 | -109.5687 | 90 | 0 | 0 | 0.46384 | 0.46384 | 0.46384 | 0 | 0 | 5.5511e-17 | 0 | 0 | 0.48826 | 0.46384 | 0 | 0 | 5.143 | 1.4299 | 0 | 0.48826 | -0.48826 | 10.2602 | 44.5737 | 0 | 2.7547 | 2.7547 | 0.32819 | 2.7547 | 0 | 0.51023 | 0 | 0 | 1.4299
2025-03-18 04:00 | 0 | 0 | -100.0919 | 90 | 0 | 0 | 0.49682 | 0.49682 | 0.49682 | 0 | 0 | 1.1102e-16 | 0 | 0 | 0.52297 | 0.49682 | 0 | 0 | 5.143 | 0.94165 | 0 | 0.52297 | -0.52297 | 9.6755 | 42.0336 | 0 | 2.9506 | 2.9506 | 0.35152 | 2.9506 | 0 | 0.54651 | 0 | 0 | 0.94165
2025-03-18 05:00 | 0 | 0 | -91.8845 | 90 | 0 | 0 | 0.41432 | 0.39774 | 0.39774 | 0 | 0 | 0.016572 | 0.058003 | 0 | 0.41868 | 0.39774 | 0 | 0 | 5.143 | 0.41868 | 0 | 0.41868 | -0.41868 | 9.2074 | 40 | 0 | 2.4606 | 2.4606 | 0.29315 | 2.4606 | 0 | 0.45575 | 0 | 0 | 0.41868
2025-03-18 06:00 | 0.051624 | 5.8542 | -83.9962 | 81.8714 | 0.052511 | 0.16699 | 0.52932 | 0.15864 | 0.15864 | 105.2632 | 0 | 0.37067 | 0.55052 | 0.16699 | 0.16699 | 0.15864 | 0 | 0 | 5.143 | 0 | 0 | 0 | 0 | 9.2074 | 40 | 0 | 3.1436 | 3.1436 | 0.37452 | 3.1436 | 0 | 0.58225 | 0.1336 | 0 | 0.16699
2025-03-18 07:00 | 0.18696 | 18.4202 | -75.6158 | 66.8815 | 0.19362 | 0.61573 | 0.50251 | 0.50251 | 0.50251 | 122.5316 | 0 | 0 | 0.43577 | 0.61573 | 0.52895 | 0.50251 | 0 | 0 | 5.143 | 0 | 0.086775 | 0 | 0.086775 | 9.285 | 40.3372 | 0 | 2.9844 | 2.9844 | 0.35554 | 2.9844 | 0 | 0.55276 | 0.49258 | 0 | 0.61573
2025-03-18 08:00 | 0.38765 | 30.4762 | -65.7977 | 51.8942 | 0.43444 | 1.3816 | 0.53557 | 0.53557 | 0.53557 | 257.9676 | 0 | 0 | 0.26067 | 1.3816 | 0.56376 | 0.53557 | 0 | 0 | 5.143 | 0.06942 | 0.81784 | 0 | 0.81784 | 10.0165 | 43.5151 | 0 | 3.1807 | 3.1807 | 0.37894 | 3.1807 | 0 | 0.58912 | 1.1053 | 0 | 1.451
2025-03-18 09:00 | 0.5235 | 41.4953 | -53.1776 | 36.9136 | 0.59029 | 1.8772 | 0.37806 | 0.37806 | 0.37806 | 496.5441 | 0 | 0 | 0 | 1.8772 | 0.39796 | 0.37806 | 0 | 0 | 5.143 | 0.72369 | 1.4793 | 0 | 1.4793 | 11.3396 | 49.263 | 0 | 2.2453 | 2.2453 | 0.26749 | 2.2453 | 0 | 0.41586 | 1.5018 | 0 | 2.6009
2025-03-18 10:00 | 0.43798 | 50.4913 | -35.8074 | 21.9545 | 0.44386 | 1.4116 | 0.42012 | 0.42012 | 0.42012 | 335.9892 | 0 | 0 | 0 | 1.4116 | 0.44223 | 0.42012 | 0 | 0 | 5.143 | 1.9071 | 0.96933 | 0 | 0.96933 | 12.2066 | 53.0296 | 0 | 2.4951 | 2.4951 | 0.29725 | 2.4951 | 0 | 0.46213 | 1.1292 | 0 | 3.3187
2025-03-18 11:00 | 0.5223 | 55.7574 | -12.2593 | 7.1544 | 0.54472 | 1.7323 | 0.38932 | 0.38932 | 0.38932 | 444.9537 | 0 | 0 | 0 | 1.7323 | 0.40982 | 0.38932 | 0 | 0 | 5.143 | 2.6826 | 1.3225 | 0 | 1.3225 | 13.3894 | 58.1684 | 0 | 2.3122 | 2.3122 | 0.27546 | 2.3122 | 0 | 0.42826 | 1.3859 | 0 | 4.4149
2025-03-18 12:00 | 0.30481 | 55.508 | 14.4588 | 8.3776 | 0.29134 | 0.92651 | 0.75725 | 0.75725 | 0.75725 | 122.3513 | 0 | 0 | 0 | 0.92651 | 0.79711 | 0.75725 | 0 | 0 | 4.902 | 3.7406 | 0.1294 | 0 | 0.1294 | 13.5052 | 58.6712 | 0 | 4.4983 | 4.4983 | 0.53591 | 4.4983 | 0 | 0.83298 | 0.7412 | 0 | 4.6671
2025-03-18 13:00 | 0.32145 | 49.8469 | 37.5094 | 23.2162 | 0.31013 | 0.98626 | 0.72193 | 0.72193 | 0.72193 | 136.6133 | 0 | 0 | 0 | 0.98626 | 0.75993 | 0.72193 | 0 | 0 | 5.0678 | 3.8441 | 0.22633 | 0 | 0.22633 | 13.7076 | 59.5507 | 0 | 4.2885 | 4.2885 | 0.51091 | 4.2885 | 0 | 0.79413 | 0.789 | 0 | 4.8303
2025-03-18 14:00 | 0.29187 | 40.6245 | 54.397 | 38.1786 | 0.28365 | 0.90205 | 0.86445 | 0.86445 | 0.86445 | 104.3501 | 0 | 0 | 0 | 0.90205 | 0.90995 | 0.86445 | 0 | 0 | 5.0345 | 4.0251 | 0 | 0.0078932 | -0.0078932 | 13.6988 | 59.5123 | 0 | 5.135 | 5.135 | 0.61177 | 5.135 | 0 | 0.9509 | 0.72164 | 0 | 4.9272
2025-03-18 15:00 | 0.32594 | 29.4884 | 66.7124 | 53.16 | 0.34728 | 1.1044 | 0.61113 | 0.61113 | 0.61113 | 180.7159 | 0 | 0 | 0 | 1.1044 | 0.64329 | 0.61113 | 0 | 0 | 5.126 | 4.0173 | 0.46111 | 0 | 0.46111 | 14.1112 | 61.3041 | 0 | 3.6302 | 3.6302 | 0.43249 | 3.6302 | 0 | 0.67224 | 0.88352 | 0 | 5.1217
2025-03-18 16:00 | 0.26601 | 17.3731 | 76.3641 | 68.1477 | 0.31993 | 1.0174 | 0.8752 | 0.8752 | 0.8752 | 116.2504 | 0 | 0 | 0 | 1.0174 | 0.92127 | 0.8752 | 0 | 0 | 4.8308 | 4.3861 | 0.096161 | 0 | 0.096161 | 14.1972 | 61.6777 | 0 | 5.1989 | 5.1989 | 0.61938 | 5.1989 | 0 | 0.96273 | 0.81394 | 0 | 5.4036
2025-03-18 17:00 | 0.068125 | 4.7802 | 84.6701 | 83.1377 | 0.087508 | 0.27829 | 0.84866 | 0.84866 | 0.84866 | 32.7919 | 0 | 0 | 0 | 0.27829 | 0.89332 | 0.84866 | 0 | 0 | 4.8344 | 4.4631 | 0 | 0.61503 | -0.61503 | 13.5096 | 58.6904 | 0 | 5.0412 | 5.0412 | 0.60059 | 5.0412 | 0 | 0.93352 | 0.22263 | 0 | 4.7414
2025-03-18 18:00 | 0 | 0 | 92.5539 | 90 | 0 | 0 | 0.74422 | 0.74422 | 0.74422 | 0 | 0 | 1.1102e-16 | 0 | 0 | 0.78339 | 0.74422 | 0 | 0 | 5.143 | 3.848 | 0 | 0.78339 | -0.78339 | 12.6337 | 54.8854 | 0 | 4.4209 | 4.4209 | 0.52668 | 4.4209 | 0 | 0.81864 | 0 | 0 | 3.848
2025-03-18 19:00 | 0 | 0 | 100.8277 | 90 | 0 | 0 | 0.81233 | 0.81233 | 0.81233 | 0 | 0 | 1.1102e-16 | 0 | 0 | 0.85509 | 0.81233 | 0 | 0 | 5.143 | 3.0646 | 0 | 0.85509 | -0.85509 | 11.6777 | 50.7321 | 0 | 4.8255 | 4.8255 | 0.57489 | 4.8255 | 0 | 0.89357 | 0 | 0 | 3.0646
2025-03-18 20:00 | 0 | 0 | 110.4675 | 90 | 0 | 0 | 1.0051 | 1.0051 | 1.0051 | 0 | 0 | 2.2204e-16 | 0 | 0 | 1.058 | 1.0051 | 0 | 0 | 5.143 | 2.2096 | 0 | 1.058 | -1.058 | 10.4948 | 45.5931 | 0 | 5.9708 | 5.9708 | 0.71133 | 5.9708 | 0 | 1.1056 | 0 | 0 | 2.2096
2025-03-18 21:00 | 0 | 0 | 122.9741 | 90 | 0 | 0 | 0.88329 | 0.88329 | 0.88329 | 0 | 0 | 1.1102e-16 | 0 | 0 | 0.92978 | 0.88329 | 0 | 0 | 5.143 | 1.1515 | 0 | 0.92978 | -0.92978 | 9.4553 | 41.077 | 0 | 5.247 | 5.247 | 0.6251 | 5.247 | 0 | 0.97162 | 0 | 0 | 1.1515
2025-03-18 22:00 | 0 | 0 | 140.7782 | 90 | 0 | 0 | 0.85119 | 0.21066 | 0.21066 | 0 | 0 | 0.64054 | 0.72566 | 0 | 0.22175 | 0.21066 | 0 | 0 | 5.143 | 0.22175 | 0 | 0.22175 | -0.22175 | 9.2074 | 40 | 0 | 5.0563 | 5.0563 | 0.60239 | 5.0563 | 0 | 0.93631 | 0 | 0 | 0.22175
2025-03-18 23:00 | 0 | 0 | 166.2949 | 90 | 0 | 0 | 0.90255 | 0 | 0 | 0 | 0 | 0.90255 | 0.9928 | 0 | 0 | 0 | 0 | 0 | 5.143 | 0 | 0 | 0 | 0 | 9.2074 | 40 | 0 | 5.3613 | 5.3613 | 0.63873 | 5.3613 | 0 | 0.9928 | 0 | 0 | 0
2025-03-19 | 0 | 0 | -163.9014 | 90 | 0 | 0 | 0.27805 | 0 | 0 | 0 | 0 | 0.27805 | 0.30585 | 0 | 0 | 0 | 0 | 0 | 5.143 | 0 | 0 | 0 | 0 | 9.2074 | 40 | 0 | 1.6513 | 1.6513 | 0.19673 | 1.6513 | 0 | 0.30585 | 0 | 0 | 0
2025-03-19 01:00 | 0 | 0 | -139.2667 | 90 | 0 | 0 | 0.37634 | 1.5094e-15 | 1.5094e-15 | 0 | 0 | 0.37634 | 0.41397 | 0 | 1.5888e-15 | 1.5094e-15 | 0 | 0 | 5.143 | 1.5888e-15 | 0 | 1.5888e-15 | 0 | 9.2074 | 40 | 0 | 2.235 | 2.235 | 0.26627 | 2.235 | 0 | 0.41397 | 0 | 0 | 1.5888e-15
2025-03-19 02:00 | 0 | 0 | -122.0838 | 90 | 0 | 0 | 0.41518 | 3.0188e-15 | 3.0188e-15 | 0 | 0 | 0.41518 | 0.45669 | 0 | 3.1776e-15 | 3.0188e-15 | 0 | 0 | 5.143 | 3.1776e-15 | 0 | 3.1776e-15 | 0 | 9.2074 | 40 | 0 | 2.4657 | 2.4657 | 0.29375 | 2.4657 | 0 | 0.45669 | 0 | 0 | 3.1776e-15
2025-03-19 03:00 | 0 | 0 | -109.8967 | 90 | 0 | 0 | 0.40703 | 3.0188e-15 | 3.0188e-15 | 0 | 0 | 0.40703 | 0.44773 | 0 | 3.1776e-15 | 3.0188e-15 | 0 | 0 | 5.143 | 3.1776e-15 | 0 | 3.1776e-15 | 0 | 9.2074 | 40 | 0 | 2.4173 | 2.4173 | 0.28799 | 2.4173 | 0 | 0.44773 | 0 | 0 | 3.1776e-15
2025-03-19 04:00 | 0 | 0 | -100.4073 | 90 | 0 | 0 | 0.25712 | 3.0188e-15 | 3.0188e-15 | 0 | 0 | 0.25712 | 0.28283 | 0 | 3.1776e-15 | 3.0188e-15 | 0 | 0 | 5.143 | 3.1776e-15 | 0 | 3.1776e-15 | 0 | 9.2074 | 40 | 0 | 1.527 | 1.527 | 0.18192 | 1.527 | 0 | 0.28283 | 0 | 0 | 3.1776e-15
2025-03-19 05:00 | 0 | 0 | -92.1907 | 90 | 0 | 0 | 0.39741 | 4.5281e-15 | 4.5281e-15 | 0 | 0 | 0.39741 | 0.43715 | 0 | 4.7665e-15 | 4.5281e-15 | 0 | 0 | 5.143 | 4.7665e-15 | 0 | 4.7665e-15 | 0 | 9.2074 | 40 | 0 | 2.3602 | 2.3602 | 0.28118 | 2.3602 | 0 | 0.43715 | 0 | 0 | 4.7665e-15
2025-03-19 06:00 | 0.070041 | 6.1301 | -84.3 | 81.796 | 0.077663 | 0.24698 | 0.29078 | 0.23463 | 0.23463 | 105.2632 | 0 | 0.056145 | 0.27293 | 0.24698 | 0.24698 | 0.23463 | 0 | 0 | 5.143 | 4.7665e-15 | 0 | 4.7665e-15 | 0 | 9.2074 | 40 | 0 | 1.7269 | 1.7269 | 0.20574 | 1.7269 | 0 | 0.31986 | 0.19759 | 0 | 0.24698
2025-03-19 07:00 | 0.31259 | 18.7079 | -75.9227 | 66.8024 | 0.37922 | 1.206 | 0.35953 | 0.35953 | 0.35953 | 335.4314 | 0 | 0 | 0.16635 | 1.206 | 0.37845 | 0.35953 | 0 | 0 | 5.143 | 4.7665e-15 | 0.82752 | 0 | 0.82752 | 9.9475 | 43.2155 | 0 | 2.1352 | 2.1352 | 0.25438 | 2.1352 | 0 | 0.39548 | 0.96478 | 0 | 1.206
2025-03-19 08:00 | 0.46368 | 30.7863 | -66.1079 | 51.8105 | 0.54564 | 1.7352 | 0.32532 | 0.32532 | 0.32532 | 533.3925 | 0 | 0 | 0 | 1.7352 | 0.34244 | 0.32532 | 0 | 0 | 5.143 | 0.66202 | 1.3928 | 0 | 1.3928 | 11.1933 | 48.6275 | 0 | 1.9321 | 1.9321 | 0.23018 | 1.9321 | 0 | 0.35785 | 1.3882 | 0 | 2.3973
2025-03-19 09:00 | 0.51022 | 41.8394 | -53.4738 | 36.823 | 0.56693 | 1.803 | 0.24729 | 0.24729 | 0.24729 | 729.075 | 0 | 0 | 0 | 1.803 | 0.26031 | 0.24729 | 0 | 0 | 5.143 | 1.7763 | 1.5426 | 0 | 1.5426 | 12.5731 | 54.6218 | 0 | 1.4687 | 1.4687 | 0.17497 | 1.4687 | 0 | 0.27202 | 1.4424 | 0 | 3.5792
2025-03-19 10:00 | 0.86198 | 50.8767 | -36.0242 | 21.8493 | 1.0324 | 3.2832 | 0.35424 | 0.35424 | 0.35424 | 926.8345 | 0 | 0 | 0 | 3.2832 | 0.37288 | 0.35424 | 0 | 0 | 5.143 | 3.0104 | 2.9103 | 0 | 2.9103 | 15.1761 | 65.9303 | 0 | 2.1038 | 2.1038 | 0.25064 | 2.1038 | 0 | 0.38966 | 2.6265 | 0 | 6.2935
2025-03-19 11:00 | 0.83023 | 56.1666 | -12.26 | 6.9804 | 0.98618 | 3.1362 | 0.32281 | 0.32281 | 0.32281 | 971.5445 | 0 | 0 | 0 | 3.1362 | 0.3398 | 0.32281 | 0 | 0 | 3.5061 | 5.3386 | 2.7964 | 0 | 2.7964 | 17.6773 | 76.7964 | 0 | 1.9171 | 1.9171 | 0.2284 | 1.9171 | 0 | 0.35509 | 2.509 | 0 | 8.4748
2025-03-19 12:00 | 0.9029 | 55.8853 | 14.7399 | 8.3629 | 1.0798 | 3.4339 | 0.76677 | 0.76677 | 0.76677 | 447.8372 | 0.643 | 0 | 0 | 3.4339 | 0.80712 | 0.76677 | 0 | 0 | 1.9837 | 6.0061 | 1.9837 | 0 | 1.9837 | 19.4516 | 84.5047 | 0 | 4.5548 | 4.5548 | 0.54264 | 4.5548 | 0 | 0.84344 | 2.7471 | 0 | 9.44
2025-03-19 13:00 | 0.63671 | 50.1519 | 37.9336 | 23.2601 | 0.72513 | 2.306 | 0.46895 | 0.46895 | 0.46895 | 491.7376 | 0.69493 | 0 | 0 | 2.306 | 0.49364 | 0.46895 | 0 | 0 | 1.1175 | 6.0061 | 1.1175 | 0 | 1.1175 | 20.4511 | 88.8468 | 0 | 2.7857 | 2.7857 | 0.33188 | 2.7857 | 0 | 0.51585 | 1.8448 | 0 | 8.3122
2025-03-19 14:00 | 0.52674 | 40.8628 | 54.836 | 38.236 | 0.59564 | 1.8942 | 0.47982 | 0.47982 | 0.47982 | 394.7776 | 0.58483 | 0 | 0 | 1.8942 | 0.50508 | 0.47982 | 0 | 0 | 0.80432 | 6.0061 | 0.80432 | 0 | 0.80432 | 21.1705 | 91.9721 | 0 | 2.8503 | 2.8503 | 0.33957 | 2.8503 | 0 | 0.5278 | 1.5154 | 0 | 7.9004
2025-03-19 15:00 | 0.42793 | 29.6805 | 67.1278 | 53.2242 | 0.49749 | 1.5821 | 0.34803 | 0.34803 | 0.34803 | 454.5868 | 0.63682 | 0 | 0 | 1.5821 | 0.36635 | 0.34803 | 0 | 0 | 0.57894 | 6.0061 | 0.57894 | 0 | 0.57894 | 21.6883 | 94.2217 | 0 | 2.0674 | 2.0674 | 0.2463 | 2.0674 | 0 | 0.38284 | 1.2657 | 0 | 7.5883
2025-03-19 16:00 | 0.24423 | 17.5372 | 76.757 | 68.2163 | 0.28198 | 0.89673 | 0.70099 | 0.70099 | 0.70099 | 127.9237 | 0 | 0 | 0 | 0.89673 | 0.73789 | 0.70099 | 0 | 0 | 0.41671 | 6.0061 | 0.15885 | 0 | 0.15885 | 21.8304 | 94.839 | 0 | 4.1641 | 4.1641 | 0.49609 | 4.1641 | 0 | 0.77109 | 0.71739 | 0 | 6.9029
2025-03-19 17:00 | 0.1005 | 4.9305 | 85.052 | 83.2099 | 0.13759 | 0.43755 | 0.27306 | 0.27306 | 0.27306 | 160.2406 | 0 | 0 | 0 | 0.43755 | 0.28743 | 0.27306 | 0 | 0 | 0.48497 | 6.0061 | 0.15012 | 0 | 0.15012 | 21.9647 | 95.4223 | 0 | 1.622 | 1.622 | 0.19324 | 1.622 | 0 | 0.30036 | 0.35004 | 0 | 6.4437
2025-03-19 18:00 | 0 | 0 | 92.9388 | 90 | 0 | 0 | 0.77565 | 0.77565 | 0.77565 | 0 | 0 | 0 | 0 | 0 | 0.81647 | 0.77565 | 0 | 0 | 0.47658 | 6.0061 | 0 | 0.81647 | -0.81647 | 21.0518 | 91.4566 | 0 | 4.6075 | 4.6075 | 0.54892 | 4.6075 | 0 | 0.85321 | 0 | 0 | 6.0061
2025-03-19 19:00 | 0 | 0 | 101.2304 | 90 | 0 | 0 | 0.82231 | 0.82231 | 0.82231 | 0 | 0 | 1.1102e-16 | 0 | 0 | 0.86559 | 0.82231 | 0 | 0 | 1.2709 | 6.0061 | 0 | 0.86559 | -0.86559 | 20.0841 | 87.2523 | 0 | 4.8847 | 4.8847 | 0.58195 | 4.8847 | 0 | 0.90454 | 0 | 0 | 6.0061
2025-03-19 20:00 | 0 | 0 | 110.9025 | 90 | 0 | 0 | 0.90119 | 0.90119 | 0.90119 | 0 | 0 | 1.1102e-16 | 0 | 0 | 0.94863 | 0.90119 | 0 | 0 | 1.9484 | 6.0061 | 0 | 0.94863 | -0.94863 | 19.0235 | 82.6447 | 0 | 5.3533 | 5.3533 | 0.63777 | 5.3533 | 0 | 0.99131 | 0 | 0 | 6.0061
2025-03-19 21:00 | 0 | 0 | 123.447 | 90 | 0 | 0 | 1.0187 | 1.0187 | 1.0187 | 0 | 0 | 2.2204e-16 | 0 | 0 | 1.0723 | 1.0187 | 0 | 0 | 2.6223 | 6.0061 | 0 | 1.0723 | -1.0723 | 17.8246 | 77.4365 | 0 | 6.0511 | 6.0511 | 0.72091 | 6.0511 | 0 | 1.1205 | 0 | 0 | 6.0061
2025-03-19 22:00 | 0 | 0 | 141.2488 | 90 | 0 | 0 | 0.59621 | 0.59621 | 0.59621 | 0 | 0 | 1.1102e-16 | 0 | 0 | 0.62759 | 0.59621 | 0 | 0 | 3.3603 | 6.0061 | 0 | 0.62759 | -0.62759 | 17.123 | 74.3882 | 0 | 3.5417 | 3.5417 | 0.42194 | 3.5417 | 0 | 0.65583 | 0 | 0 | 6.0061
2025-03-19 23:00 | 0 | 0 | 166.5958 | 90 | 0 | 0 | 0.75804 | 0.75804 | 0.75804 | 0 | 0 | 1.1102e-16 | 0 | 0 | 0.79794 | 0.75804 | 0 | 0 | 3.6598 | 6.0061 | 0 | 0.79794 | -0.79794 | 16.2309 | 70.5125 | 0 | 4.503 | 4.503 | 0.53647 | 4.503 | 0 | 0.83385 | 0 | 0 | 6.0061
2025-03-20 | 0 | 0 | -163.9447 | 90 | 0 | 0 | 0.5077 | 0.5077 | 0.5077 | 0 | 0 | 0 | 0 | 0 | 0.53442 | 0.5077 | 0 | 0 | 4.1634 | 6.0061 | 0 | 0.53442 | -0.53442 | 15.6334 | 67.9168 | 0 | 3.0152 | 3.0152 | 0.35922 | 3.0152 | 0 | 0.55847 | 0 | 0 | 6.0061
2025-03-20 01:00 | 0 | 0 | -139.5326 | 90 | 0 | 0 | 0.5588 | 0.5588 | 0.5588 | 0 | 0 | 1.1102e-16 | 0 | 0 | 0.58821 | 0.5588 | 0 | 0 | 4.4268 | 5.7476 | 0 | 0.58821 | -0.58821 | 14.9757 | 65.0598 | 0 | 3.3186 | 3.3186 | 0.39537 | 3.3186 | 0 | 0.61468 | 0 | 0 | 5.7476
2025-03-20 02:00 | 0 | 0 | -122.4098 | 90 | 0 | 0 | 0.52747 | 0.52747 | 0.52747 | 0 | 0 | 1.1102e-16 | 0 | 0 | 0.55524 | 0.52747 | 0 | 0 | 4.7774 | 5.1594 | 0 | 0.55524 | -0.55524 | 14.355 | 62.3629 | 0 | 3.1326 | 3.1326 | 0.37321 | 3.1326 | 0 | 0.58022 | 0 | 0 | 5.1594
2025-03-20 03:00 | 0 | 0 | -110.2223 | 90 | 0 | 0 | 0.52591 | 0.52591 | 0.52591 | 0 | 0 | 1.1102e-16 | 0 | 0 | 0.55359 | 0.52591 | 0 | 0 | 5.1072 | 4.6041 | 0 | 0.55359 | -0.55359 | 13.736 | 59.6741 | 0 | 3.1234 | 3.1234 | 0.37211 | 3.1234 | 0 | 0.57851 | 0 | 0 | 4.6041
2025-03-20 04:00 | 0 | 0 | -100.7213 | 90 | 0 | 0 | 0.37564 | 0.37564 | 0.37564 | 0 | 0 | 0 | 0 | 0 | 0.39541 | 0.37564 | 0 | 0 | 5.143 | 4.0505 | 0 | 0.39541 | -0.39541 | 13.2939 | 57.7535 | 0 | 2.2309 | 2.2309 | 0.26578 | 2.2309 | 0 | 0.4132 | 0 | 0 | 4.0505
2025-03-20 05:00 | 2.9047e-05 | 0 | -92.4965 | 90 | 0 | 0 | 0.4515 | 0.4515 | 0.4515 | 0 | 0 | 5.5511e-17 | 0 | 0 | 0.47527 | 0.4515 | 0 | 0 | 5.143 | 3.6551 | 0 | 0.47527 | -0.47527 | 12.7626 | 55.4451 | 0 | 2.6815 | 2.6815 | 0.31946 | 2.6815 | 0 | 0.49665 | 0 | 0 | 3.6551
2025-03-20 06:00 | 0.066667 | 6.407 | -84.6038 | 81.7198 | 0.070197 | 0.22324 | 0.46526 | 0.46526 | 0.46526 | 47.9814 | 0 | 0 | 0 | 0.22324 | 0.48975 | 0.46526 | 0 | 0 | 5.143 | 3.1799 | 0 | 0.26651 | -0.26651 | 12.4646 | 54.1506 | 0 | 2.7631 | 2.7631 | 0.32919 | 2.7631 | 0 | 0.51179 | 0.17859 | 0 | 3.4031
2025-03-20 07:00 | 0.16968 | 18.9963 | -76.2304 | 66.7234 | 0.16914 | 0.53791 | 0.27033 | 0.27033 | 0.27033 | 198.9831 | 0 | 0 | 0 | 0.53791 | 0.28456 | 0.27033 | 0 | 0 | 5.143 | 2.9134 | 0.25335 | 0 | 0.25335 | 12.6912 | 55.135 | 0 | 1.6055 | 1.6055 | 0.19127 | 1.6055 | 0 | 0.29736 | 0.43033 | 0 | 3.4513
2025-03-20 08:00 | 0.44174 | 31.0968 | -66.4197 | 51.728 | 0.50874 | 1.6179 | 0.34108 | 0.34108 | 0.34108 | 474.3427 | 0 | 0 | 0 | 1.6179 | 0.35903 | 0.34108 | 0 | 0 | 5.143 | 3.116 | 1.2588 | 0 | 1.2588 | 13.8171 | 60.0265 | 0 | 2.0256 | 2.0256 | 0.24133 | 2.0256 | 0 | 0.37518 | 1.2943 | 0 | 4.7339
2025-03-20 09:00 | 0.46478 | 42.1839 | -53.7726 | 36.735 | 0.49775 | 1.5829 | 0.35212 | 0.35212 | 0.35212 | 449.5503 | 0 | 0 | 0 | 1.5829 | 0.37065 | 0.35212 | 0 | 0 | 4.8562 | 4.1231 | 1.2123 | 0 | 1.2123 | 14.9015 | 64.7371 | 0 | 2.0912 | 2.0912 | 0.24914 | 2.0912 | 0 | 0.38733 | 1.2664 | 0 | 5.7061
2025-03-20 10:00 | 0.74435 | 51.2627 | -36.2435 | 21.7499 | 0.87502 | 2.7827 | 0.34016 | 0.34016 | 0.34016 | 818.0519 | 0 | 0 | 0 | 2.7827 | 0.35807 | 0.34016 | 0 | 0 | 4.1367 | 5.093 | 2.4246 | 0 | 2.4246 | 17.0701 | 74.1586 | 0 | 2.0202 | 2.0202 | 0.24068 | 2.0202 | 0 | 0.37418 | 2.2262 | 0 | 7.8757
2025-03-20 11:00 | 0.53869 | 56.5764 | -12.2589 | 6.8253 | 0.56353 | 1.7921 | 0.46805 | 0.46805 | 0.46805 | 382.8888 | 0 | 0 | 0 | 1.7921 | 0.49269 | 0.46805 | 0 | 0 | 2.6124 | 6.0061 | 1.2994 | 0 | 1.2994 | 18.2324 | 79.2078 | 0 | 2.7797 | 2.7797 | 0.33117 | 2.7797 | 0 | 0.51486 | 1.4337 | 0 | 7.7983
2025-03-20 12:00 | 0.81679 | 56.2621 | 15.0285 | 8.3692 | 0.96405 | 3.0659 | 0.7764 | 0.7764 | 0.7764 | 394.8819 | 0.17493 | 0 | 0 | 3.0659 | 0.81726 | 0.7764 | 0 | 0 | 2.0737 | 6.0061 | 2.0737 | 0 | 2.0737 | 20.0871 | 87.2654 | 0 | 4.612 | 4.612 | 0.54946 | 4.612 | 0 | 0.85404 | 2.4527 | 0 | 9.072
2025-03-20 13:00 | 0.62635 | 50.4552 | 38.3651 | 23.3116 | 0.70631 | 2.2462 | 1.013 | 1.013 | 1.013 | 221.7394 | 0.26152 | 0 | 0 | 2.2462 | 1.0663 | 1.013 | 0 | 0 | 0.91836 | 6.0061 | 0.91836 | 0 | 0.91836 | 20.9085 | 90.8339 | 0 | 6.0173 | 6.0173 | 0.71688 | 6.0173 | 0 | 1.1143 | 1.7969 | 0 | 8.2523
2025-03-20 14:00 | 0.45215 | 41.099 | 55.2797 | 38.2982 | 0.48333 | 1.5371 | 0.9574 | 0.9574 | 0.9574 | 160.5481 | 0 | 0 | 0 | 1.5371 | 1.0078 | 0.9574 | 0 | 0 | 0.66102 | 6.0061 | 0.5293 | 0 | 0.5293 | 21.3819 | 92.8906 | 0 | 5.6872 | 5.6872 | 0.67755 | 5.6872 | 0 | 1.0531 | 1.2297 | 0 | 7.5432
2025-03-20 15:00 | 0.45993 | 29.8707 | 67.546 | 53.2915 | 0.5408 | 1.7198 | 0.90108 | 0.90108 | 0.90108 | 190.8647 | 0.20103 | 0 | 0 | 1.7198 | 0.9485 | 0.90108 | 0 | 0 | 0.57031 | 6.0061 | 0.57031 | 0 | 0.57031 | 21.892 | 95.1067 | 0 | 5.3526 | 5.3526 | 0.63769 | 5.3526 | 0 | 0.99118 | 1.3759 | 0 | 7.726
2025-03-20 16:00 | 0.27545 | 17.6999 | 77.1517 | 68.2871 | 0.32622 | 1.0374 | 0.68886 | 0.68886 | 0.68886 | 150.603 | 0 | 0 | 0 | 1.0374 | 0.72512 | 0.68886 | 0 | 0 | 0.35289 | 6.0061 | 0.31233 | 0 | 0.31233 | 22.1714 | 96.3203 | 0 | 4.092 | 4.092 | 0.48751 | 4.092 | 0 | 0.75775 | 0.82996 | 0 | 7.0436
2025-03-20 17:00 | 0.094325 | 5.0799 | 85.4351 | 83.2835 | 0.12375 | 0.39355 | 0.79212 | 0.79212 | 0.79212 | 49.6828 | 0 | 0 | 0 | 0.39355 | 0.83381 | 0.79212 | 0 | 0 | 0.2831 | 6.0061 | 0 | 0.44027 | -0.44027 | 21.6792 | 94.1819 | 0 | 4.7054 | 4.7054 | 0.56059 | 4.7054 | 0 | 0.87134 | 0.31484 | 0 | 6.3997
2025-03-20 18:00 | 0 | 0 | 93.3244 | 90 | 0 | 0 | 0.9615 | 0.9615 | 0.9615 | 0 | 0 | 0 | 0 | 0 | 1.0121 | 0.9615 | 0 | 0 | 0.78409 | 6.0061 | 0 | 1.0121 | -1.0121 | 20.5476 | 89.2659 | 0 | 5.7115 | 5.7115 | 0.68045 | 5.7115 | 0 | 1.0576 | 0 | 0 | 6.0061
2025-03-20 19:00 | 0 | 0 | 101.6333 | 90 | 0 | 0 | 0.94212 | 0.94212 | 0.94212 | 0 | 0 | 1.1102e-16 | 0 | 0 | 0.9917 | 0.94212 | 0 | 0 | 1.6703 | 6.0061 | 0 | 0.9917 | -0.9917 | 19.4388 | 84.4491 | 0 | 5.5964 | 5.5964 | 0.66674 | 5.5964 | 0 | 1.0363 | 0 | 0 | 6.0061
2025-03-20 20:00 | 0 | 0 | 111.3369 | 90 | 0 | 0 | 0.92778 | 0.92778 | 0.92778 | 0 | 0 | 1.1102e-16 | 0 | 0 | 0.97661 | 0.92778 | 0 | 0 | 2.3942 | 6.0061 | 0 | 0.97661 | -0.97661 | 18.3469 | 79.7056 | 0 | 5.5112 | 5.5112 | 0.65659 | 5.5112 | 0 | 1.0206 | 0 | 0 | 6.0061
2025-03-20 21:00 | 0 | 0 | 123.9177 | 90 | 0 | 0 | 0.7167 | 0.7167 | 0.7167 | 0 | 0 | 1.1102e-16 | 0 | 0 | 0.75442 | 0.7167 | 0 | 0 | 3.0446 | 6.0061 | 0 | 0.75442 | -0.75442 | 17.5035 | 76.0413 | 0 | 4.2574 | 4.2574 | 0.50721 | 4.2574 | 0 | 0.78837 | 0 | 0 | 6.0061
2025-03-20 22:00 | 0 | 0 | 141.7146 | 90 | 0 | 0 | 0.61801 | 0.61801 | 0.61801 | 0 | 0 | 1.1102e-16 | 0 | 0 | 0.65053 | 0.61801 | 0 | 0 | 3.4718 | 6.0061 | 0 | 0.65053 | -0.65053 | 16.7762 | 72.8815 | 0 | 3.6711 | 3.6711 | 0.43736 | 3.6711 | 0 | 0.67981 | 0 | 0 | 6.0061
2025-03-20 23:00 | 0 | 0 | 166.8922 | 90 | 0 | 0 | 0.76138 | 0.76138 | 0.76138 | 0 | 0 | 1.1102e-16 | 0 | 0 | 0.80145 | 0.76138 | 0 | 0 | 3.8297 | 6.0061 | 0 | 0.80145 | -0.80145 | 15.8801 | 68.9888 | 0 | 4.5228 | 4.5228 | 0.53882 | 4.5228 | 0 | 0.83751 | 0 | 0 | 6.0061
2025-03-21 | 0 | 0 | -163.9854 | 90 | 0 | 0 | 0.5615 | 0.5615 | 0.5615 | 0 | 0 | 1.1102e-16 | 0 | 0 | 0.59105 | 0.5615 | 0 | 0 | 4.3495 | 5.9683 | 0 | 0.59105 | -0.59105 | 15.2193 | 66.118 | 0 | 3.3347 | 3.3347 | 0.39729 | 3.3347 | 0 | 0.61765 | 0 | 0 | 5.9683
2025-03-21 01:00 | 0 | 0 | -139.793 | 90 | 0 | 0 | 0.4582 | 0.4582 | 0.4582 | 0 | 0 | 5.5511e-17 | 0 | 0 | 0.48231 | 0.4582 | 0 | 0 | 4.6689 | 5.3772 | 0 | 0.48231 | -0.48231 | 14.6801 | 63.7753 | 0 | 2.7212 | 2.7212 | 0.32419 | 2.7212 | 0 | 0.50401 | 0 | 0 | 5.3772
2025-03-21 02:00 | 0 | 0 | -122.7317 | 90 | 0 | 0 | 0.34675 | 0.34675 | 0.34675 | 0 | 0 | 0 | 0 | 0 | 0.365 | 0.34675 | 0 | 0 | 4.918 | 4.8949 | 0 | 0.365 | -0.365 | 14.272 | 62.0025 | 0 | 2.0593 | 2.0593 | 0.24534 | 2.0593 | 0 | 0.38143 | 0 | 0 | 4.8949
2025-03-21 03:00 | 0 | 0 | -110.5455 | 90 | 0 | 0 | 0.42438 | 0.42438 | 0.42438 | 0 | 0 | 5.5511e-17 | 0 | 0 | 0.44671 | 0.42438 | 0 | 0 | 5.0907 | 4.5299 | 0 | 0.44671 | -0.44671 | 13.7725 | 59.8327 | 0 | 2.5204 | 2.5204 | 0.30027 | 2.5204 | 0 | 0.46682 | 0 | 0 | 4.5299
2025-03-21 04:00 | 0 | 0 | -101.0341 | 90 | 0 | 0 | 0.26769 | 0.26769 | 0.26769 | 0 | 0 | 0 | 0 | 0 | 0.28178 | 0.26769 | 0 | 0 | 5.143 | 4.0832 | 0 | 0.28178 | -0.28178 | 13.4575 | 58.4641 | 0 | 1.5898 | 1.5898 | 0.1894 | 1.5898 | 0 | 0.29446 | 0 | 0 | 4.0832
2025-03-21 05:00 | 0.00012541 | 0 | -92.8017 | 90 | 0 | 0 | 0.48045 | 0.48045 | 0.48045 | 0 | 0 | 5.5511e-17 | 0 | 0 | 0.50574 | 0.48045 | 0 | 0 | 5.143 | 3.8014 | 0 | 0.50574 | -0.50574 | 12.8921 | 56.0076 | 0 | 2.8534 | 2.8534 | 0.33994 | 2.8534 | 0 | 0.5285 | 0 | 0 | 3.8014
2025-03-21 06:00 | 0.11176 | 6.6848 | -84.9078 | 81.643 | 0.13726 | 0.43651 | 0.4665 | 0.4665 | 0.4665 | 93.5705 | 0 | 0 | 0 | 0.43651 | 0.49106 | 0.4665 | 0 | 0 | 5.143 | 3.2957 | 0 | 0.054547 | -0.054547 | 12.8311 | 55.7427 | 0 | 2.7705 | 2.7705 | 0.33007 | 2.7705 | 0 | 0.51315 | 0.34921 | 0 | 3.7322
2025-03-21 07:00 | 0.33086 | 19.2852 | -76.5389 | 66.6447 | 0.39482 | 1.2556 | 0.41934 | 0.41934 | 0.41934 | 299.4191 | 0 | 0 | 0 | 1.2556 | 0.44141 | 0.41934 | 0 | 0 | 5.143 | 3.2411 | 0.81418 | 0 | 0.81418 | 13.5593 | 58.9063 | 0 | 2.4904 | 2.4904 | 0.2967 | 2.4904 | 0 | 0.46128 | 1.0045 | 0 | 4.4967
2025-03-21 08:00 | 0.5497 | 31.4075 | -66.7332 | 51.6467 | 0.65429 | 2.0807 | 0.40517 | 0.40517 | 0.40517 | 513.5438 | 0 | 0 | 0 | 2.0807 | 0.4265 | 0.40517 | 0 | 0 | 5.136 | 3.8925 | 1.6542 | 0 | 1.6542 | 15.0389 | 65.3342 | 0 | 2.4063 | 2.4063 | 0.28668 | 2.4063 | 0 | 0.44569 | 1.6646 | 0 | 5.9732
2025-03-21 09:00 | 0.77736 | 42.5285 | -54.0741 | 36.6498 | 0.92481 | 2.9411 | 0.37127 | 0.37127 | 0.37127 | 792.1656 | 0 | 0 | 0 | 2.9411 | 0.39081 | 0.37127 | 0 | 0 | 4.0227 | 5.2159 | 2.5503 | 0 | 2.5503 | 17.3199 | 75.2438 | 0 | 2.2049 | 2.2049 | 0.26269 | 2.2049 | 0 | 0.4084 | 2.3529 | 0 | 8.1569
2025-03-21 10:00 | 0.95626 | 51.649 | -36.4654 | 21.6565 | 1.1376 | 3.6179 | 0.43384 | 0.43384 | 0.43384 | 833.9211 | 0.73191 | 0 | 0 | 3.6179 | 0.45667 | 0.43384 | 0 | 0 | 2.4293 | 6.0061 | 2.4293 | 0 | 2.4293 | 19.4928 | 84.6834 | 0 | 2.5766 | 2.5766 | 0.30696 | 2.5766 | 0 | 0.47723 | 2.8943 | 0 | 9.624
2025-03-21 11:00 | 0.87043 | 56.9867 | -12.2561 | 6.6907 | 1.0297 | 3.2747 | 0.40503 | 0.40503 | 0.40503 | 808.5161 | 1.7438 | 0 | 0 | 3.2747 | 0.42634 | 0.40503 | 0 | 0 | 1.1046 | 6.0061 | 1.1046 | 0 | 1.1046 | 20.4807 | 88.9754 | 0 | 2.4054 | 2.4054 | 0.28657 | 2.4054 | 0 | 0.44553 | 2.6198 | 0 | 9.2809
2025-03-21 12:00 | 0.85209 | 56.6384 | 15.3248 | 8.3962 | 1.0065 | 3.2007 | 0.97541 | 0.97541 | 0.97541 | 328.1455 | 1.379 | 0 | 0 | 3.2007 | 1.0267 | 0.97541 | 0 | 0 | 0.79505 | 6.0061 | 0.79505 | 0 | 0.79505 | 21.1918 | 92.0647 | 0 | 5.7942 | 5.7942 | 0.69029 | 5.7942 | 0 | 1.0729 | 2.5606 | 0 | 9.2069
2025-03-21 13:00 | 0.73424 | 50.7567 | 38.8038 | 23.3709 | 0.85866 | 2.7307 | 0.93374 | 0.93374 | 0.93374 | 292.4471 | 1.1755 | 0 | 0 | 2.7307 | 0.98288 | 0.93374 | 0 | 0 | 0.57226 | 6.0061 | 0.57226 | 0 | 0.57226 | 21.7037 | 94.2883 | 0 | 5.5466 | 5.5466 | 0.66081 | 5.5466 | 0 | 1.0271 | 2.1845 | 0 | 8.7368
2025-03-21 14:00 | 0.60103 | 41.333 | 55.7277 | 38.3649 | 0.69789 | 2.2194 | 0.78301 | 0.78301 | 0.78301 | 283.4471 | 0.98329 | 0 | 0 | 2.2194 | 0.82422 | 0.78301 | 0 | 0 | 0.4119 | 6.0061 | 0.4119 | 0 | 0.4119 | 22.0721 | 95.8889 | 0 | 4.6512 | 4.6512 | 0.55413 | 4.6512 | 0 | 0.86131 | 1.7755 | 0 | 8.2256
2025-03-21 15:00 | 0.44662 | 30.0591 | 67.9668 | 53.362 | 0.51757 | 1.646 | 1.2379 | 1.2379 | 1.2379 | 132.9685 | 0.046477 | 0 | 0.10558 | 1.646 | 1.303 | 1.2379 | 0 | 0 | 0.29648 | 6.0061 | 0.29648 | 0 | 0.29648 | 22.3373 | 97.0409 | 0 | 7.3532 | 7.3532 | 0.87604 | 7.3532 | 0 | 1.3617 | 1.3168 | 0 | 7.6521
2025-03-21 16:00 | 0.27473 | 17.8612 | 77.5479 | 68.36 | 0.32119 | 1.0214 | 1.0519 | 1.0519 | 1.0519 | 97.1008 | 0 | 2.2204e-16 | 0 | 1.0214 | 1.1073 | 1.0519 | 0 | 0 | 0.2134 | 6.0061 | 0 | 0.085862 | -0.085862 | 22.2413 | 96.6239 | 0 | 6.2488 | 6.2488 | 0.74445 | 6.2488 | 0 | 1.1571 | 0.81715 | 0 | 7.0276
2025-03-21 17:00 | 0.096011 | 5.2285 | 85.8191 | 83.3584 | 0.12123 | 0.38554 | 0.9572 | 0.9572 | 0.9572 | 40.2781 | 0 | 0 | 0 | 0.38554 | 1.0076 | 0.9572 | 0 | 0 | 0.38375 | 6.0061 | 0 | 0.62204 | -0.62204 | 21.5458 | 93.6025 | 0 | 5.686 | 5.686 | 0.67741 | 5.686 | 0 | 1.0529 | 0.30843 | 0 | 6.3917
2025-03-21 18:00 | 0 | 0 | 93.7106 | 90 | 0 | 0 | 0.78487 | 0.78487 | 0.78487 | 0 | 0 | 1.1102e-16 | 0 | 0 | 0.82618 | 0.78487 | 0 | 0 | 0.96926 | 6.0061 | 0 | 0.82618 | -0.82618 | 20.6221 | 89.5897 | 0 | 4.6623 | 4.6623 | 0.55545 | 4.6623 | 0 | 0.86336 | 0 | 0 | 6.0061
2025-03-21 19:00 | 0 | 0 | 102.0363 | 90 | 0 | 0 | 0.77073 | 0.77073 | 0.77073 | 0 | 0 | 1.1102e-16 | 0 | 0 | 0.81129 | 0.77073 | 0 | 0 | 1.6263 | 6.0061 | 0 | 0.81129 | -0.81129 | 19.7151 | 85.6491 | 0 | 4.5783 | 4.5783 | 0.54544 | 4.5783 | 0 | 0.8478 | 0 | 0 | 6.0061
2025-03-21 20:00 | 0 | 0 | 111.7705 | 90 | 0 | 0 | 0.99394 | 0.99394 | 0.99394 | 0 | 0 | 2.2204e-16 | 0 | 0 | 1.0462 | 0.99394 | 0 | 0 | 2.1898 | 6.0061 | 0 | 1.0462 | -1.0462 | 18.5453 | 80.5673 | 0 | 5.9042 | 5.9042 | 0.70341 | 5.9042 | 0 | 1.0933 | 0 | 0 | 6.0061
2025-03-21 21:00 | 0 | 0 | 124.386 | 90 | 0 | 0 | 0.79046 | 0.79046 | 0.79046 | 0 | 0 | 1.1102e-16 | 0 | 0 | 0.83206 | 0.79046 | 0 | 0 | 2.9311 | 6.0061 | 0 | 0.83206 | -0.83206 | 17.615 | 76.5259 | 0 | 4.6955 | 4.6955 | 0.55941 | 4.6955 | 0 | 0.8695 | 0 | 0 | 6.0061
2025-03-21 22:00 | 0 | 0 | 142.1755 | 90 | 0 | 0 | 0.90363 | 0.90363 | 0.90363 | 0 | 0 | 0 | 0 | 0 | 0.95119 | 0.90363 | 0 | 0 | 3.4297 | 6.0061 | 0 | 0.95119 | -0.95119 | 16.5516 | 71.9059 | 0 | 5.3678 | 5.3678 | 0.6395 | 5.3678 | 0 | 0.99399 | 0 | 0 | 6.0061
2025-03-21 23:00 | 0 | 0 | 167.1841 | 90 | 0 | 0 | 1.0125 | 1.0125 | 1.0125 | 0 | 0 | 0 | 0 | 0 | 1.0658 | 1.0125 | 0 | 0 | 4.046 | 6.0061 | 0 | 1.0658 | -1.0658 | 15.36 | 66.7291 | 0 | 6.0145 | 6.0145 | 0.71655 | 6.0145 | 0 | 1.1138 | 0 | 0 | 6.0061
2025-03-22 | 0 | 0 | -164.0237 | 90 | 0 | 0 | 0.34124 | 0.34124 | 0.34124 | 0 | 0 | 5.5511e-17 | 0 | 0 | 0.3592 | 0.34124 | 0 | 0 | 4.7516 | 5.5031 | 0 | 0.3592 | -0.3592 | 14.9584 | 64.9844 | 0 | 2.0266 | 2.0266 | 0.24144 | 2.0266 | 0 | 0.37537 | 0 | 0 | 5.5031
2025-03-22 01:00 | 0 | 0 | -140.048 | 90 | 0 | 0 | 0.45955 | 0.45955 | 0.45955 | 0 | 0 | 5.5511e-17 | 0 | 0 | 0.48374 | 0.45955 | 0 | 0 | 4.7997 | 5.1439 | 0 | 0.48374 | -0.48374 | 14.4175 | 62.6348 | 0 | 2.7293 | 2.7293 | 0.32515 | 2.7293 | 0 | 0.50551 | 0 | 0 | 5.1439
2025-03-22 02:00 | 0 | 0 | -123.0496 | 90 | 0 | 0 | 0.42276 | 0.42276 | 0.42276 | 0 | 0 | 5.5511e-17 | 0 | 0 | 0.44501 | 0.42276 | 0 | 0 | 5.0583 | 4.6601 | 0 | 0.44501 | -0.44501 | 13.92 | 60.4734 | 0 | 2.5107 | 2.5107 | 0.29912 | 2.5107 | 0 | 0.46504 | 0 | 0 | 4.6601
2025-03-22 03:00 | 0 | 0 | -110.8662 | 90 | 0 | 0 | 0.43695 | 0.43695 | 0.43695 | 0 | 0 | 5.5511e-17 | 0 | 0 | 0.45995 | 0.43695 | 0 | 0 | 5.143 | 4.2151 | 0 | 0.45995 | -0.45995 | 13.4058 | 58.2393 | 0 | 2.595 | 2.595 | 0.30916 | 2.595 | 0 | 0.48065 | 0 | 0 | 4.2151
2025-03-22 04:00 | 0 | 0 | -101.3455 | 90 | 0 | 0 | 0.32991 | 0.32991 | 0.32991 | 0 | 0 | 5.5511e-17 | 0 | 0 | 0.34728 | 0.32991 | 0 | 0 | 5.143 | 3.7552 | 0 | 0.34728 | -0.34728 | 13.0175 | 56.5526 | 0 | 1.9593 | 1.9593 | 0.23343 | 1.9593 | 0 | 0.3629 | 0 | 0 | 3.7552
2025-03-22 05:00 | 0.00019273 | 0 | -93.1063 | 90 | 0 | 0 | 0.36651 | 0.36651 | 0.36651 | 0 | 0 | 0 | 0 | 0 | 0.38579 | 0.36651 | 0 | 0 | 5.143 | 3.4079 | 0 | 0.38579 | -0.38579 | 12.5862 | 54.6787 | 0 | 2.1766 | 2.1766 | 0.25932 | 2.1766 | 0 | 0.40316 | 0 | 0 | 3.4079
2025-03-22 06:00 | 0.022756 | 6.9633 | -85.2119 | 81.5659 | 0.021544 | 0.068515 | 0.45713 | 0.45713 | 0.45713 | 14.988 | 0 | 0 | 0 | 0.068515 | 0.48119 | 0.45713 | 0 | 0 | 5.143 | 3.0221 | 0 | 0.41268 | -0.41268 | 12.1248 | 52.6743 | 0 | 2.7149 | 2.7149 | 0.32344 | 2.7149 | 0 | 0.50284 | 0.054812 | 0 | 3.0906
2025-03-22 07:00 | 0.12755 | 19.5744 | -76.8481 | 66.5663 | 0.12205 | 0.38813 | 0.33164 | 0.33164 | 0.33164 | 117.0315 | 0 | 0 | 0 | 0.38813 | 0.3491 | 0.33164 | 0 | 0 | 5.143 | 2.6094 | 0.039029 | 0 | 0.039029 | 12.1597 | 52.8259 | 0 | 1.9696 | 1.9696 | 0.23465 | 1.9696 | 0 | 0.36481 | 0.3105 | 0 | 2.9975
2025-03-22 08:00 | 0.37633 | 31.7183 | -67.0484 | 51.5668 | 0.40556 | 1.2897 | 0.26717 | 0.26717 | 0.26717 | 482.7372 | 0 | 0 | 0 | 1.2897 | 0.28124 | 0.26717 | 0 | 0 | 5.143 | 2.6406 | 1.0085 | 0 | 1.0085 | 13.0617 | 56.7447 | 0 | 1.5867 | 1.5867 | 0.18904 | 1.5867 | 0 | 0.29389 | 1.0318 | 0 | 3.9304
2025-03-22 09:00 | 0.48225 | 42.8731 | -54.3783 | 36.5675 | 0.51761 | 1.6461 | 0.38705 | 0.38705 | 0.38705 | 425.2908 | 0 | 0 | 0 | 1.6461 | 0.40742 | 0.38705 | 0 | 0 | 5.143 | 3.4475 | 1.2387 | 0 | 1.2387 | 14.1696 | 61.5578 | 0 | 2.2987 | 2.2987 | 0.27385 | 2.2987 | 0 | 0.42576 | 1.3169 | 0 | 5.0935
2025-03-22 10:00 | 0.66531 | 52.0355 | -36.6902 | 21.5692 | 0.75369 | 2.3969 | 0.53914 | 0.53914 | 0.53914 | 444.5706 | 0 | 0 | 0 | 2.3969 | 0.56752 | 0.53914 | 0 | 0 | 4.5734 | 4.4384 | 1.8293 | 0 | 1.8293 | 15.8058 | 68.6661 | 0 | 3.2019 | 3.2019 | 0.38146 | 3.2019 | 0 | 0.59305 | 1.9175 | 0 | 6.8352
2025-03-22 11:00 | 0.76124 | 57.3975 | -12.2517 | 6.5779 | 0.87755 | 2.7907 | 0.45613 | 0.45613 | 0.45613 | 611.8337 | 0 | 0 | 0 | 2.7907 | 0.48014 | 0.45613 | 0 | 0 | 3.4598 | 5.9019 | 2.3106 | 0 | 2.3106 | 17.8725 | 77.6445 | 0 | 2.7089 | 2.7089 | 0.32273 | 2.7089 | 0 | 0.50174 | 2.2326 | 0 | 8.6926
2025-03-22 12:00 | 0.89906 | 57.0139 | 15.6287 | 8.4438 | 1.0613 | 3.3752 | 1.0782 | 1.0782 | 1.0782 | 313.024 | 0.12537 | 0 | 0 | 3.3752 | 1.135 | 1.0782 | 0 | 0 | 2.1148 | 6.0061 | 2.1148 | 0 | 2.1148 | 19.764 | 85.8619 | 0 | 6.405 | 6.405 | 0.76307 | 6.405 | 0 | 1.1861 | 2.7001 | 0 | 9.3813
2025-03-22 13:00 | 0.85553 | 51.0562 | 39.2495 | 23.4376 | 1.0109 | 3.2149 | 1.0315 | 1.0315 | 1.0315 | 311.6625 | 1.1095 | 0 | 0 | 3.2149 | 1.0858 | 1.0315 | 0 | 0 | 1.0196 | 6.0061 | 1.0196 | 0 | 1.0196 | 20.676 | 89.8237 | 0 | 6.1275 | 6.1275 | 0.73001 | 6.1275 | 0 | 1.1347 | 2.5719 | 0 | 9.221
2025-03-22 14:00 | 0.44411 | 41.5649 | 56.1801 | 38.4361 | 0.46827 | 1.4892 | 0.45923 | 0.45923 | 0.45923 | 324.2797 | 0.27192 | 0 | 0 | 1.4892 | 0.4834 | 0.45923 | 0 | 0 | 0.73387 | 6.0061 | 0.73387 | 0 | 0.73387 | 21.3324 | 92.6753 | 0 | 2.7279 | 2.7279 | 0.325 | 2.7279 | 0 | 0.50515 | 1.1914 | 0 | 7.4953
2025-03-22 15:00 | 0.38093 | 30.2455 | 68.39 | 53.4354 | 0.41796 | 1.3292 | 0.89212 | 0.89212 | 0.89212 | 148.9919 | 0 | 0 | 0 | 1.3292 | 0.93907 | 0.89212 | 0 | 0 | 0.52823 | 6.0061 | 0.39011 | 0 | 0.39011 | 21.6813 | 94.1912 | 0 | 5.2994 | 5.2994 | 0.63135 | 5.2994 | 0 | 0.98133 | 1.0633 | 0 | 7.3353
2025-03-22 16:00 | 0.22964 | 18.0211 | 77.9456 | 68.4349 | 0.25115 | 0.79869 | 0.69771 | 0.69771 | 0.69771 | 114.4725 | 0 | 0 | 0 | 0.79869 | 0.73443 | 0.69771 | 0 | 0 | 0.47931 | 6.0061 | 0.064254 | 0 | 0.064254 | 21.7388 | 94.4408 | 0 | 4.1446 | 4.1446 | 0.49377 | 4.1446 | 0 | 0.76748 | 0.63895 | 0 | 6.8048
2025-03-22 17:00 | 0.057866 | 5.3762 | 86.204 | 83.4345 | 0.060228 | 0.19154 | 0.95791 | 0.95791 | 0.95791 | 19.9953 | 0 | 1.1102e-16 | 0 | 0.19154 | 1.0083 | 0.95791 | 0 | 0 | 0.58243 | 6.0061 | 0 | 0.81679 | -0.81679 | 20.8256 | 90.4736 | 0 | 5.6902 | 5.6902 | 0.67791 | 5.6902 | 0 | 1.0537 | 0.15323 | 0 | 6.1977
2025-03-22 18:00 | 0 | 0 | 94.0971 | 90 | 0 | 0 | 0.71223 | 0.71223 | 0.71223 | 0 | 0 | 0 | 0 | 0 | 0.74972 | 0.71223 | 0 | 0 | 1.3883 | 6.0061 | 0 | 0.74972 | -0.74972 | 19.9874 | 86.8321 | 0 | 4.2308 | 4.2308 | 0.50405 | 4.2308 | 0 | 0.78345 | 0 | 0 | 6.0061
2025-03-22 19:00 | 0 | 0 | 102.4392 | 90 | 0 | 0 | 1.0159 | 1.0159 | 1.0159 | 0 | 0 | 2.2204e-16 | 0 | 0 | 1.0694 | 1.0159 | 0 | 0 | 1.9667 | 6.0061 | 0 | 1.0694 | -1.0694 | 18.7918 | 81.638 | 0 | 6.0348 | 6.0348 | 0.71897 | 6.0348 | 0 | 1.1175 | 0 | 0 | 6.0061
2025-03-22 20:00 | 0 | 0 | 112.2032 | 90 | 0 | 0 | 0.83284 | 0.83284 | 0.83284 | 0 | 0 | 0 | 0 | 0 | 0.87667 | 0.83284 | 0 | 0 | 2.769 | 6.0061 | 0 | 0.87667 | -0.87667 | 17.8116 | 77.3799 | 0 | 4.9473 | 4.9473 | 0.5894 | 4.9473 | 0 | 0.91612 | 0 | 0 | 6.0061
2025-03-22 21:00 | 0 | 0 | 124.8518 | 90 | 0 | 0 | 0.85978 | 0.85978 | 0.85978 | 0 | 0 | 1.1102e-16 | 0 | 0 | 0.90503 | 0.85978 | 0 | 0 | 3.3216 | 6.0061 | 0 | 0.90503 | -0.90503 | 16.7997 | 72.984 | 0 | 5.1073 | 5.1073 | 0.60847 | 5.1073 | 0 | 0.94576 | 0 | 0 | 6.0061
2025-03-22 22:00 | 0 | 0 | 142.6314 | 90 | 0 | 0 | 0.68597 | 0.68597 | 0.68597 | 0 | 0 | 0 | 0 | 0 | 0.72208 | 0.68597 | 0 | 0 | 3.8958 | 6.0061 | 0 | 0.72208 | -0.72208 | 15.9924 | 69.4768 | 0 | 4.0748 | 4.0748 | 0.48546 | 4.0748 | 0 | 0.75457 | 0 | 0 | 6.0061
2025-03-22 23:00 | 0 | 0 | 167.4715 | 90 | 0 | 0 | 0.78357 | 0.78357 | 0.78357 | 0 | 0 | 1.1102e-16 | 0 | 0 | 0.82481 | 0.78357 | 0 | 0 | 4.2998 | 6.0061 | 0 | 0.82481 | -0.82481 | 15.0703 | 65.4706 | 0 | 4.6546 | 4.6546 | 0.55453 | 4.6546 | 0 | 0.86193 | 0 | 0 | 6.0061
2025-03-23 | 0 | 0 | -164.0597 | 90 | 0 | 0 | 0.39267 | 0.39267 | 0.39267 | 0 | 0 | 5.5511e-17 | 0 | 0 | 0.41333 | 0.39267 | 0 | 0 | 4.8216 | 5.244 | 0 | 0.41333 | -0.41333 | 14.6082 | 63.463 | 0 | 2.332 | 2.332 | 0.27783 | 2.332 | 0 | 0.43193 | 0 | 0 | 5.244
2025-03-23 01:00 | 0 | 0 | -140.2978 | 90 | 0 | 0 | 0.44681 | 0.44681 | 0.44681 | 0 | 0 | 0 | 0 | 0 | 0.47033 | 0.44681 | 0 | 0 | 4.9696 | 4.8306 | 0 | 0.47033 | -0.47033 | 14.0823 | 61.1785 | 0 | 2.6536 | 2.6536 | 0.31614 | 2.6536 | 0 | 0.49149 | 0 | 0 | 4.8306
2025-03-23 02:00 | 0 | 0 | -123.3635 | 90 | 0 | 0 | 0.37713 | 0.37713 | 0.37713 | 0 | 0 | 5.5511e-17 | 0 | 0 | 0.39697 | 0.37713 | 0 | 0 | 5.143 | 4.3603 | 0 | 0.39697 | -0.39697 | 13.6385 | 59.2503 | 0 | 2.2397 | 2.2397 | 0.26683 | 2.2397 | 0 | 0.41484 | 0 | 0 | 4.3603
2025-03-23 03:00 | 0 | 0 | -111.1845 | 90 | 0 | 0 | 0.45379 | 0.45379 | 0.45379 | 0 | 0 | 0 | 0 | 0 | 0.47767 | 0.45379 | 0 | 0 | 5.143 | 3.9633 | 0 | 0.47767 | -0.47767 | 13.1044 | 56.9302 | 0 | 2.695 | 2.695 | 0.32107 | 2.695 | 0 | 0.49917 | 0 | 0 | 3.9633
2025-03-23 04:00 | 0 | 0 | -101.6555 | 90 | 0 | 0 | 0.4157 | 0.4157 | 0.4157 | 0 | 0 | 5.5511e-17 | 0 | 0 | 0.43757 | 0.4157 | 0 | 0 | 5.143 | 3.4856 | 0 | 0.43757 | -0.43757 | 12.6152 | 54.8049 | 0 | 2.4688 | 2.4688 | 0.29412 | 2.4688 | 0 | 0.45726 | 0 | 0 | 3.4856
2025-03-23 05:00 | 0.00078881 | 0 | -93.4104 | 90 | 0 | 0 | 0.4611 | 0.4611 | 0.4611 | 0 | 0 | 0 | 0 | 0 | 0.48536 | 0.4611 | 0 | 0 | 5.143 | 3.0481 | 0 | 0.48536 | -0.48536 | 12.0725 | 52.4474 | 0 | 2.7384 | 2.7384 | 0.32624 | 2.7384 | 0 | 0.50721 | 0 | 0 | 3.0481
2025-03-23 06:00 | 0.11721 | 7.2423 | -85.5161 | 81.4883 | 0.13545 | 0.43074 | 0.37781 | 0.37781 | 0.37781 | 114.0113 | 0 | 0 | 0 | 0.43074 | 0.39769 | 0.37781 | 0 | 0 | 5.143 | 2.5627 | 0.033051 | 0 | 0.033051 | 12.1021 | 52.5758 | 0 | 2.2438 | 2.2438 | 0.26731 | 2.2438 | 0 | 0.41559 | 0.34459 | 0 | 2.9935
2025-03-23 07:00 | 0.28761 | 19.8637 | -77.1582 | 66.4883 | 0.32497 | 1.0335 | 0.37605 | 0.37605 | 0.37605 | 274.8186 | 0 | 0 | 0 | 1.0335 | 0.39584 | 0.37605 | 0 | 0 | 5.143 | 2.5891 | 0.63762 | 0 | 0.63762 | 12.6724 | 55.0534 | 0 | 2.2333 | 2.2333 | 0.26607 | 2.2333 | 0 | 0.41366 | 0.82677 | 0 | 3.6226
2025-03-23 08:00 | 0.49165 | 32.029 | -67.3653 | 51.4883 | 0.56784 | 1.8058 | 0.29932 | 0.29932 | 0.29932 | 603.3112 | 0 | 0 | 0 | 1.8058 | 0.31508 | 0.29932 | 0 | 0 | 5.143 | 3.0992 | 1.4908 | 0 | 1.4908 | 14.0058 | 60.8461 | 0 | 1.7776 | 1.7776 | 0.21178 | 1.7776 | 0 | 0.32925 | 1.4447 | 0 | 4.9051
2025-03-23 09:00 | 0.41241 | 43.2175 | -54.6852 | 36.4883 | 0.4213 | 1.3398 | 0.49449 | 0.49449 | 0.49449 | 270.9512 | 0 | 0 | 0 | 1.3398 | 0.52051 | 0.49449 | 0 | 0 | 4.6478 | 4.2919 | 0.8193 | 0 | 0.8193 | 14.7386 | 64.0297 | 0 | 2.9367 | 2.9367 | 0.34987 | 2.9367 | 0 | 0.54393 | 1.0719 | 0 | 5.6317
2025-03-23 10:00 | 0.40588 | 52.4222 | -36.9179 | 21.4883 | 0.40065 | 1.2741 | 0.36416 | 0.36416 | 0.36416 | 349.8799 | 0 | 0 | 0 | 1.2741 | 0.38333 | 0.36416 | 0 | 0 | 4.2685 | 4.9473 | 0.89081 | 0 | 0.89081 | 15.5354 | 67.4911 | 0 | 2.1627 | 2.1627 | 0.25766 | 2.1627 | 0 | 0.40058 | 1.0193 | 0 | 6.2214
2025-03-23 11:00 | 0.64051 | 57.8084 | -12.2459 | 6.4883 | 0.69983 | 2.2256 | 0.45394 | 0.45394 | 0.45394 | 490.2854 | 0 | 0 | 0 | 2.2256 | 0.47783 | 0.45394 | 0 | 0 | 3.8217 | 5.6599 | 1.7478 | 0 | 1.7478 | 17.0986 | 74.2824 | 0 | 2.6959 | 2.6959 | 0.32118 | 2.6959 | 0 | 0.49933 | 1.7805 | 0 | 7.8855
2025-03-23 12:00 | 0.73644 | 57.3887 | 15.9403 | 8.5117 | 0.83924 | 2.6689 | 0.78547 | 0.78547 | 0.78547 | 339.787 | 0 | 0 | 0 | 2.6689 | 0.82681 | 0.78547 | 0 | 0 | 2.7617 | 6.0061 | 1.8421 | 0 | 1.8421 | 18.7463 | 81.4403 | 0 | 4.6659 | 4.6659 | 0.55588 | 4.6659 | 0 | 0.86402 | 2.1351 | 0 | 8.6751
2025-03-23 13:00 | 0.71778 | 51.3537 | 39.7022 | 23.5117 | 0.82753 | 2.6317 | 0.97789 | 0.97789 | 0.97789 | 269.1192 | 0 | 0 | 0 | 2.6317 | 1.0294 | 0.97789 | 0 | 0 | 1.7406 | 6.0061 | 1.6023 | 0 | 1.6023 | 20.1794 | 87.6665 | 0 | 5.8089 | 5.8089 | 0.69205 | 5.8089 | 0 | 1.0757 | 2.1053 | 0 | 8.6378
2025-03-23 14:00 | 0.65621 | 41.7945 | 56.6365 | 38.5117 | 0.76571 | 2.4351 | 0.82135 | 0.82135 | 0.82135 | 296.4722 | 0.62057 | 0 | 0 | 2.4351 | 0.86458 | 0.82135 | 0 | 0 | 0.94992 | 6.0061 | 0.94992 | 0 | 0.94992 | 21.0291 | 91.3576 | 0 | 4.879 | 4.879 | 0.58127 | 4.879 | 0 | 0.90349 | 1.9481 | 0 | 8.4412
2025-03-23 15:00 | 0.48612 | 30.4301 | 68.8155 | 53.5117 | 0.56505 | 1.797 | 0.71689 | 0.71689 | 0.71689 | 250.6588 | 0.41908 | 0 | 0 | 1.797 | 0.75462 | 0.71689 | 0 | 0 | 0.62325 | 6.0061 | 0.62325 | 0 | 0.62325 | 21.5865 | 93.7794 | 0 | 4.2585 | 4.2585 | 0.50734 | 4.2585 | 0 | 0.78858 | 1.4376 | 0 | 7.8031
2025-03-23 16:00 | 0.234 | 18.1796 | 78.3445 | 68.5117 | 0.25493 | 0.81074 | 0.70833 | 0.70833 | 0.70833 | 114.4566 | 0 | 0 | 0 | 0.81074 | 0.74562 | 0.70833 | 0 | 0 | 0.4486 | 6.0061 | 0.06512 | 0 | 0.06512 | 21.6448 | 94.0324 | 0 | 4.2077 | 4.2077 | 0.50129 | 4.2077 | 0 | 0.77917 | 0.64859 | 0 | 6.8169
2025-03-23 17:00 | 0.054816 | 5.523 | 86.5896 | 83.5117 | 0.055191 | 0.17552 | 0.54047 | 0.54047 | 0.54047 | 32.4748 | 0 | 0 | 0 | 0.17552 | 0.56891 | 0.54047 | 0 | 0 | 0.59808 | 6.0061 | 0 | 0.3934 | -0.3934 | 21.2049 | 92.1217 | 0 | 3.2105 | 3.2105 | 0.38249 | 3.2105 | 0 | 0.59452 | 0.14041 | 0 | 6.1817
2025-03-23 18:00 | 0 | 0 | 94.4839 | 90 | 0 | 0 | 0.73446 | 0.73446 | 0.73446 | 0 | 0 | 1.1102e-16 | 0 | 0 | 0.77311 | 0.73446 | 0 | 0 | 1.0448 | 6.0061 | 0 | 0.77311 | -0.77311 | 20.3406 | 88.3666 | 0 | 4.3629 | 4.3629 | 0.51977 | 4.3629 | 0 | 0.8079 | 0 | 0 | 6.0061
2025-03-23 19:00 | 0 | 0 | 102.8418 | 90 | 0 | 0 | 0.76583 | 0.76583 | 0.76583 | 0 | 0 | 1.1102e-16 | 0 | 0 | 0.80613 | 0.76583 | 0 | 0 | 1.7186 | 6.0061 | 0 | 0.80613 | -0.80613 | 19.4393 | 84.451 | 0 | 4.5492 | 4.5492 | 0.54198 | 4.5492 | 0 | 0.84241 | 0 | 0 | 6.0061
2025-03-23 20:00 | 0 | 0 | 112.6348 | 90 | 0 | 0 | 0.64395 | 0.64395 | 0.64395 | 0 | 0 | 0 | 0 | 0 | 0.67785 | 0.64395 | 0 | 0 | 2.3137 | 6.0061 | 0 | 0.67785 | -0.67785 | 18.6814 | 81.1587 | 0 | 3.8252 | 3.8252 | 0.45573 | 3.8252 | 0 | 0.70835 | 0 | 0 | 6.0061
2025-03-23 21:00 | 0 | 0 | 125.3148 | 90 | 0 | 0 | 0.90768 | 0.90768 | 0.90768 | 0 | 0 | 1.1102e-16 | 0 | 0 | 0.95545 | 0.90768 | 0 | 0 | 2.7412 | 6.0061 | 0 | 0.95545 | -0.95545 | 17.6132 | 76.5179 | 0 | 5.3918 | 5.3918 | 0.64236 | 5.3918 | 0 | 0.99845 | 0 | 0 | 6.0061
2025-03-23 22:00 | 0 | 0 | 143.0822 | 90 | 0 | 0 | 0.81072 | 0.81072 | 0.81072 | 0 | 0 | 1.1102e-16 | 0 | 0 | 0.85339 | 0.81072 | 0 | 0 | 3.4147 | 6.0061 | 0 | 0.85339 | -0.85339 | 16.6591 | 72.3729 | 0 | 4.8159 | 4.8159 | 0.57374 | 4.8159 | 0 | 0.89179 | 0 | 0 | 6.0061
2025-03-23 23:00 | 0 | 0 | 167.7541 | 90 | 0 | 0 | 0.9599 | 0.9599 | 0.9599 | 0 | 0 | 1.1102e-16 | 0 | 0 | 1.0104 | 0.9599 | 0 | 0 | 3.9523 | 6.0061 | 0 | 1.0104 | -1.0104 | 15.5294 | 67.4652 | 0 | 5.702 | 5.702 | 0.67932 | 5.702 | 0 | 1.0559 | 0 | 0 | 6.0061
2025-03-24 | 0 | 0 | -164.0939 | 90 | 0 | 0 | 0.48504 | 0.48504 | 0.48504 | 0 | 0 | 1.1102e-16 | 0 | 0 | 0.51057 | 0.48504 | 0 | 0 | 4.6273 | 5.6546 | 0 | 0.51057 | -0.51057 | 14.9586 | 64.9852 | 0 | 2.8806 | 2.8806 | 0.34319 | 2.8806 | 0 | 0.53355 | 0 | 0 | 5.6546
2025-03-24 01:00 | 0 | 0 | -140.5427 | 90 | 0 | 0 | 0.39661 | 0.39661 | 0.39661 | 0 | 0 | 5.5511e-17 | 0 | 0 | 0.41748 | 0.39661 | 0 | 0 | 4.828 | 5.144 | 0 | 0.41748 | -0.41748 | 14.4918 | 62.9575 | 0 | 2.3554 | 2.3554 | 0.28062 | 2.3554 | 0 | 0.43627 | 0 | 0 | 5.144
2025-03-24 02:00 | 0 | 0 | -123.6735 | 90 | 0 | 0 | 0.26593 | 0.26593 | 0.26593 | 0 | 0 | 0 | 0 | 0 | 0.27993 | 0.26593 | 0 | 0 | 5.0112 | 4.7266 | 0 | 0.27993 | -0.27993 | 14.1788 | 61.5978 | 0 | 1.5794 | 1.5794 | 0.18816 | 1.5794 | 0 | 0.29253 | 0 | 0 | 4.7266
2025-03-24 03:00 | 0 | 0 | -111.5003 | 90 | 0 | 0 | 0.38238 | 0.38238 | 0.38238 | 0 | 0 | 5.5511e-17 | 0 | 0 | 0.4025 | 0.38238 | 0 | 0 | 5.1141 | 4.4466 | 0 | 0.4025 | -0.4025 | 13.7288 | 59.6428 | 0 | 2.2709 | 2.2709 | 0.27055 | 2.2709 | 0 | 0.42061 | 0 | 0 | 4.4466
2025-03-24 04:00 | 0 | 0 | -101.9641 | 90 | 0 | 0 | 0.27587 | 0.27587 | 0.27587 | 0 | 0 | 5.5511e-17 | 0 | 0 | 0.29039 | 0.27587 | 0 | 0 | 5.143 | 4.0441 | 0 | 0.29039 | -0.29039 | 13.4042 | 58.2324 | 0 | 1.6383 | 1.6383 | 0.19519 | 1.6383 | 0 | 0.30345 | 0 | 0 | 4.0441
2025-03-24 05:00 | 0.0010366 | 0 | -93.7138 | 90 | 0 | 0 | 0.5486 | 0.5486 | 0.5486 | 0 | 0 | 0 | 0 | 0 | 0.57747 | 0.5486 | 0 | 0 | 5.143 | 3.7537 | 0 | 0.57747 | -0.57747 | 12.7585 | 55.4275 | 0 | 3.2581 | 3.2581 | 0.38816 | 3.2581 | 0 | 0.60346 | 0 | 0 | 3.7537
2025-03-24 06:00 | 0.074219 | 7.5216 | -85.8202 | 81.4106 | 0.074152 | 0.23581 | 0.31324 | 0.31324 | 0.31324 | 75.2827 | 0 | 0 | 0 | 0.23581 | 0.32973 | 0.31324 | 0 | 0 | 5.143 | 3.1763 | 0 | 0.093911 | -0.093911 | 12.6535 | 54.9714 | 0 | 1.8603 | 1.8603 | 0.22163 | 1.8603 | 0 | 0.34456 | 0.18865 | 0 | 3.4121
2025-03-24 07:00 | 0.30976 | 20.1531 | -77.4689 | 66.411 | 0.35224 | 1.1202 | 0.33334 | 0.33334 | 0.33334 | 336.0467 | 0 | 0 | 0 | 1.1202 | 0.35089 | 0.33334 | 0 | 0 | 5.143 | 3.0824 | 0.7693 | 0 | 0.7693 | 13.3416 | 57.9607 | 0 | 1.9797 | 1.9797 | 0.23585 | 1.9797 | 0 | 0.36668 | 0.89615 | 0 | 4.2025
2025-03-24 08:00 | 0.3864 | 32.3394 | -67.6838 | 51.4115 | 0.41445 | 1.318 | 0.35752 | 0.35752 | 0.35752 | 368.6548 | 0 | 0 | 0 | 1.318 | 0.37634 | 0.35752 | 0 | 0 | 5.143 | 3.6978 | 0.94168 | 0 | 0.94168 | 14.1839 | 61.6198 | 0 | 2.1233 | 2.1233 | 0.25296 | 2.1233 | 0 | 0.39327 | 1.0544 | 0 | 5.0158
2025-03-24 09:00 | 0.54963 | 43.5615 | -54.9949 | 36.4123 | 0.60816 | 1.9341 | 0.33135 | 0.33135 | 0.33135 | 583.6985 | 0 | 0 | 0 | 1.9341 | 0.34879 | 0.33135 | 0 | 0 | 4.663 | 4.4511 | 1.5853 | 0 | 1.5853 | 15.6018 | 67.7797 | 0 | 1.9678 | 1.9678 | 0.23444 | 1.9678 | 0 | 0.36448 | 1.5472 | 0 | 6.3852
2025-03-24 10:00 | 0.74694 | 52.8087 | -37.1486 | 21.414 | 0.86119 | 2.7387 | 0.39015 | 0.39015 | 0.39015 | 701.9675 | 0 | 0 | 0 | 2.7387 | 0.41068 | 0.39015 | 0 | 0 | 3.6696 | 5.7194 | 2.328 | 0 | 2.328 | 17.6841 | 76.8257 | 0 | 2.3171 | 2.3171 | 0.27605 | 2.3171 | 0 | 0.42916 | 2.191 | 0 | 8.4581
2025-03-24 11:00 | 0.82417 | 58.2195 | -12.2387 | 6.4231 | 0.95586 | 3.0398 | 0.27277 | 0.27277 | 0.27277 | 1114.436 | 0.49467 | 0 | 0 | 3.0398 | 0.28712 | 0.27277 | 0 | 0 | 2.258 | 6.0061 | 2.258 | 0 | 2.258 | 19.7037 | 85.5997 | 0 | 1.6199 | 1.6199 | 0.19299 | 1.6199 | 0 | 0.30004 | 2.4318 | 0 | 9.0459
2025-03-24 12:00 | 0.90164 | 57.7625 | 16.2594 | 8.5992 | 1.0554 | 3.3564 | 0.68148 | 0.68148 | 0.68148 | 492.5222 | 1.6006 | 0 | 0 | 3.3564 | 0.71734 | 0.68148 | 0 | 0 | 1.0385 | 6.0061 | 1.0385 | 0 | 1.0385 | 20.6325 | 89.6349 | 0 | 4.0481 | 4.0481 | 0.48228 | 4.0481 | 0 | 0.74962 | 2.6851 | 0 | 9.3626
2025-03-24 13:00 | 0.86947 | 51.649 | 40.1616 | 23.593 | 1.0185 | 3.2389 | 0.91344 | 0.91344 | 0.91344 | 354.5769 | 1.5299 | 0 | 0 | 3.2389 | 0.96152 | 0.91344 | 0 | 0 | 0.74749 | 6.0061 | 0.74749 | 0 | 0.74749 | 21.3011 | 92.5394 | 0 | 5.4261 | 5.4261 | 0.64644 | 5.4261 | 0 | 1.0048 | 2.5911 | 0 | 9.245
2025-03-24 14:00 | 0.77675 | 42.0218 | 57.0968 | 38.5915 | 0.91005 | 2.8941 | 0.97946 | 0.97946 | 0.97946 | 295.481 | 1.3251 | 0 | 0 | 2.8941 | 1.031 | 0.97946 | 0 | 0 | 0.53802 | 6.0061 | 0.53802 | 0 | 0.53802 | 21.7823 | 94.63 | 0 | 5.8182 | 5.8182 | 0.69316 | 5.8182 | 0 | 1.0774 | 2.3153 | 0 | 8.9003
2025-03-24 15:00 | 0.57139 | 30.6128 | 69.243 | 53.5907 | 0.66785 | 2.1239 | 1.0053 | 1.0053 | 1.0053 | 211.2658 | 0.6784 | 0 | 0 | 2.1239 | 1.0582 | 1.0053 | 0 | 0 | 0.38726 | 6.0061 | 0.38726 | 0 | 0.38726 | 22.1287 | 96.1348 | 0 | 5.9718 | 5.9718 | 0.71146 | 5.9718 | 0 | 1.1058 | 1.6991 | 0 | 8.13
2025-03-24 16:00 | 0.28623 | 18.3368 | 78.7445 | 68.5902 | 0.32603 | 1.0368 | 0.63187 | 0.63187 | 0.63187 | 164.0885 | 0.092962 | 0 | 0 | 1.0368 | 0.66513 | 0.63187 | 0 | 0 | 0.27874 | 6.0061 | 0.27874 | 0 | 0.27874 | 22.378 | 97.2179 | 0 | 3.7535 | 3.7535 | 0.44718 | 3.7535 | 0 | 0.69506 | 0.82947 | 0 | 7.043
2025-03-24 17:00 | 0.073257 | 5.6691 | 86.9758 | 83.5898 | 0.077662 | 0.24698 | 0.80533 | 0.80533 | 0.80533 | 30.6678 | 0 | 0 | 0 | 0.24698 | 0.84772 | 0.80533 | 0 | 0 | 0.20063 | 6.0061 | 0 | 0.60074 | -0.60074 | 21.7064 | 94.3 | 0 | 4.7839 | 4.7839 | 0.56993 | 4.7839 | 0 | 0.88587 | 0.19758 | 0 | 6.2531
2025-03-24 18:00 | 0 | 0 | 94.8708 | 90 | 0 | 0 | 0.74526 | 0.74526 | 0.74526 | 0 | 0 | 0 | 0 | 0 | 0.78449 | 0.74526 | 0 | 0 | 0.82723 | 6.0061 | 0 | 0.78449 | -0.78449 | 20.8293 | 90.4897 | 0 | 4.427 | 4.427 | 0.52742 | 4.427 | 0 | 0.81979 | 0 | 0 | 6.0061
2025-03-24 19:00 | 0 | 0 | 103.244 | 90 | 0 | 0 | 0.77086 | 0.77086 | 0.77086 | 0 | 0 | 0 | 0 | 0 | 0.81144 | 0.77086 | 0 | 0 | 1.4765 | 6.0061 | 0 | 0.81144 | -0.81144 | 19.9221 | 86.5484 | 0 | 4.5791 | 4.5791 | 0.54554 | 4.5791 | 0 | 0.84795 | 0 | 0 | 6.0061
2025-03-24 20:00 | 0 | 0 | 113.065 | 90 | 0 | 0 | 0.54779 | 0.54779 | 0.54779 | 0 | 0 | 0 | 0 | 0 | 0.57663 | 0.54779 | 0 | 0 | 2.0595 | 6.0061 | 0 | 0.57663 | -0.57663 | 19.2774 | 83.7477 | 0 | 3.254 | 3.254 | 0.38767 | 3.254 | 0 | 0.60257 | 0 | 0 | 6.0061
2025-03-24 21:00 | 0 | 0 | 125.7749 | 90 | 0 | 0 | 0.95865 | 0.95865 | 0.95865 | 0 | 0 | 2.2204e-16 | 0 | 0 | 1.0091 | 0.95865 | 0 | 0 | 2.388 | 6.0061 | 0 | 1.0091 | -1.0091 | 18.1492 | 78.8463 | 0 | 5.6946 | 5.6946 | 0.67844 | 5.6946 | 0 | 1.0545 | 0 | 0 | 6.0061
2025-03-24 22:00 | 0 | 0 | 143.5276 | 90 | 0 | 0 | 0.97692 | 0.97692 | 0.97692 | 0 | 0 | 1.1102e-16 | 0 | 0 | 1.0283 | 0.97692 | 0 | 0 | 3.1216 | 6.0061 | 0 | 1.0283 | -1.0283 | 16.9994 | 73.8515 | 0 | 5.8032 | 5.8032 | 0.69137 | 5.8032 | 0 | 1.0746 | 0 | 0 | 6.0061
2025-03-24 23:00 | 0 | 0 | 168.032 | 90 | 0 | 0 | 0.82918 | 0.82918 | 0.82918 | 0 | 0 | 1.1102e-16 | 0 | 0 | 0.87282 | 0.82918 | 0 | 0 | 3.8132 | 6.0061 | 0 | 0.87282 | -0.87282 | 16.0236 | 69.6121 | 0 | 4.9255 | 4.9255 | 0.58681 | 4.9255 | 0 | 0.9121 | 0 | 0 | 6.0061
2025-03-25 | 0 | 0 | -164.1262 | 90 | 0 | 0 | 0.36906 | 0.36906 | 0.36906 | 0 | 0 | 0 | 0 | 0 | 0.38849 | 0.36906 | 0 | 0 | 4.3363 | 6.0061 | 0 | 0.38849 | -0.38849 | 15.5892 | 67.7252 | 0 | 2.1918 | 2.1918 | 0.26113 | 2.1918 | 0 | 0.40597 | 0 | 0 | 6.0061
2025-03-25 01:00 | 0 | 0 | -140.7827 | 90 | 0 | 0 | 0.46161 | 0.46161 | 0.46161 | 0 | 0 | 5.5511e-17 | 0 | 0 | 0.4859 | 0.46161 | 0 | 0 | 4.4365 | 5.7081 | 0 | 0.4859 | -0.4859 | 15.046 | 65.3651 | 0 | 2.7415 | 2.7415 | 0.32661 | 2.7415 | 0 | 0.50777 | 0 | 0 | 5.7081
2025-03-25 02:00 | 0 | 0 | -123.9796 | 90 | 0 | 0 | 0.4774 | 0.4774 | 0.4774 | 0 | 0 | 5.5511e-17 | 0 | 0 | 0.50252 | 0.4774 | 0 | 0 | 4.7037 | 5.2222 | 0 | 0.50252 | -0.50252 | 14.4842 | 62.9243 | 0 | 2.8352 | 2.8352 | 0.33778 | 2.8352 | 0 | 0.52514 | 0 | 0 | 5.2222
2025-03-25 03:00 | 0 | 0 | -111.8137 | 90 | 0 | 0 | 0.42371 | 0.42371 | 0.42371 | 0 | 0 | 5.5511e-17 | 0 | 0 | 0.44601 | 0.42371 | 0 | 0 | 5.0057 | 4.7197 | 0 | 0.44601 | -0.44601 | 13.9855 | 60.7579 | 0 | 2.5164 | 2.5164 | 0.29979 | 2.5164 | 0 | 0.46608 | 0 | 0 | 4.7197
2025-03-25 04:00 | 0 | 0 | -102.2713 | 90 | 0 | 0 | 0.48693 | 0.48693 | 0.48693 | 0 | 0 | 0 | 0 | 0 | 0.51256 | 0.48693 | 0 | 0 | 5.143 | 4.2737 | 0 | 0.51256 | -0.51256 | 13.4124 | 58.2684 | 0 | 2.8918 | 2.8918 | 0.34452 | 2.8918 | 0 | 0.53562 | 0 | 0 | 4.2737
2025-03-25 05:00 | 0.001479 | 0 | -94.0165 | 90 | 0 | 0 | 0.46293 | 0.46293 | 0.46293 | 0 | 0 | 0 | 0 | 0 | 0.4873 | 0.46293 | 0 | 0 | 5.143 | 3.7611 | 0 | 0.4873 | -0.4873 | 12.8676 | 55.9015 | 0 | 2.7493 | 2.7493 | 0.32754 | 2.7493 | 0 | 0.50923 | 0 | 0 | 3.7611
2025-03-25 06:00 | 0.13215 | 7.8011 | -86.1244 | 81.3327 | 0.14641 | 0.4656 | 0.40198 | 0.40198 | 0.40198 | 115.8275 | 0 | 0 | 0 | 0.4656 | 0.42314 | 0.40198 | 0 | 0 | 5.143 | 3.2738 | 0.042467 | 0 | 0.042467 | 12.9056 | 56.0665 | 0 | 2.3873 | 2.3873 | 0.28442 | 2.3873 | 0 | 0.44218 | 0.37248 | 0 | 3.7394
2025-03-25 07:00 | 0.36597 | 20.4424 | -77.7804 | 66.3343 | 0.42126 | 1.3397 | 0.34562 | 0.34562 | 0.34562 | 387.612 | 0 | 0 | 0 | 1.3397 | 0.36381 | 0.34562 | 0 | 0 | 5.143 | 3.3078 | 0.97586 | 0 | 0.97586 | 13.7784 | 59.8584 | 0 | 2.0526 | 2.0526 | 0.24454 | 2.0526 | 0 | 0.38019 | 1.0717 | 0 | 4.6475
2025-03-25 08:00 | 0.52611 | 32.6494 | -68.004 | 51.3364 | 0.60556 | 1.9258 | 0.37649 | 0.37649 | 0.37649 | 511.5025 | 0 | 0 | 0 | 1.9258 | 0.39631 | 0.37649 | 0 | 0 | 4.9727 | 4.0885 | 1.5295 | 0 | 1.5295 | 15.1464 | 65.8015 | 0 | 2.236 | 2.236 | 0.26639 | 2.236 | 0 | 0.41414 | 1.5406 | 0 | 6.0143
2025-03-25 09:00 | 0.72283 | 43.905 | -55.3076 | 36.3395 | 0.8401 | 2.6717 | 0.33062 | 0.33062 | 0.33062 | 808.0637 | 0 | 0 | 0 | 2.6717 | 0.34802 | 0.33062 | 0 | 0 | 3.9722 | 5.3121 | 2.3236 | 0 | 2.3236 | 17.2248 | 74.8304 | 0 | 1.9635 | 1.9635 | 0.23393 | 1.9635 | 0 | 0.36369 | 2.1373 | 0 | 7.9837
2025-03-25 10:00 | 0.89331 | 53.1949 | -37.3826 | 21.3464 | 1.042 | 3.3139 | 0.4847 | 0.4847 | 0.4847 | 683.6955 | 0.26754 | 0 | 0 | 3.3139 | 0.51021 | 0.4847 | 0 | 0 | 2.5361 | 6.0061 | 2.5361 | 0 | 2.5361 | 19.4931 | 84.6851 | 0 | 2.8786 | 2.8786 | 0.34295 | 2.8786 | 0 | 0.53317 | 2.6511 | 0 | 9.32
2025-03-25 11:00 | 0.98779 | 58.6306 | -12.2302 | 6.383 | 1.1538 | 3.6692 | 0.45942 | 0.45942 | 0.45942 | 798.6754 | 2.0812 | 0 | 0 | 3.6692 | 0.4836 | 0.45942 | 0 | 0 | 1.1044 | 6.0061 | 1.1044 | 0 | 1.1044 | 20.481 | 88.9766 | 0 | 2.7284 | 2.7284 | 0.32506 | 2.7284 | 0 | 0.50536 | 2.9354 | 0 | 9.6754
2025-03-25 12:00 | 0.92599 | 58.1352 | 16.5862 | 8.7056 | 1.0802 | 3.4353 | 0.59269 | 0.59269 | 0.59269 | 579.6046 | 2.0164 | 0 | 0 | 3.4353 | 0.62388 | 0.59269 | 0 | 0 | 0.79496 | 6.0061 | 0.79496 | 0 | 0.79496 | 21.192 | 92.0656 | 0 | 3.5207 | 3.5207 | 0.41945 | 3.5207 | 0 | 0.65196 | 2.7482 | 0 | 9.4414
2025-03-25 13:00 | 0.89862 | 51.9421 | 40.6277 | 23.6813 | 1.0486 | 3.3347 | 0.87479 | 0.87479 | 0.87479 | 381.202 | 1.8417 | 0 | 0 | 3.3347 | 0.92083 | 0.87479 | 0 | 0 | 0.57219 | 6.0061 | 0.57219 | 0 | 0.57219 | 21.7038 | 94.289 | 0 | 5.1964 | 5.1964 | 0.61908 | 5.1964 | 0 | 0.96226 | 2.6678 | 0 | 9.3408
2025-03-25 14:00 | 0.7265 | 42.2467 | 57.5608 | 38.6754 | 0.84551 | 2.6889 | 0.9719 | 0.9719 | 0.9719 | 276.6586 | 1.2539 | 0 | 0 | 2.6889 | 1.0231 | 0.9719 | 0 | 0 | 0.41185 | 6.0061 | 0.41185 | 0 | 0.41185 | 22.0722 | 95.8893 | 0 | 5.7734 | 5.7734 | 0.68782 | 5.7734 | 0 | 1.0691 | 2.1511 | 0 | 8.695
2025-03-25 15:00 | 0.54948 | 30.7935 | 69.6725 | 53.6724 | 0.63727 | 2.0266 | 1.1821 | 1.1821 | 1.1821 | 171.4467 | 0.4859 | 0 | 0.044222 | 2.0266 | 1.2443 | 1.1821 | 0 | 0 | 0.29644 | 6.0061 | 0.29644 | 0 | 0.29644 | 22.3373 | 97.0412 | 0 | 7.0219 | 7.0219 | 0.83656 | 7.0219 | 0 | 1.3003 | 1.6213 | 0 | 8.0328
2025-03-25 16:00 | 0.21809 | 18.4926 | 79.1455 | 68.6705 | 0.22859 | 0.72697 | 0.69574 | 0.69574 | 0.69574 | 104.4892 | 0 | 0 | 0 | 0.72697 | 0.73235 | 0.69574 | 0 | 0 | 0.21337 | 6.0061 | 0 | 0.0053851 | -0.0053851 | 22.3313 | 97.0151 | 0 | 4.1329 | 4.1329 | 0.49237 | 4.1329 | 0 | 0.76531 | 0.58158 | 0 | 6.7331
2025-03-25 17:00 | 0.070795 | 5.8143 | 87.3623 | 83.6689 | 0.072522 | 0.23063 | 1.0691 | 1.0691 | 1.0691 | 21.5724 | 0 | 0 | 0 | 0.23063 | 1.1254 | 1.0691 | 0 | 0 | 0.31153 | 6.0061 | 0 | 0.89474 | -0.89474 | 21.331 | 92.6692 | 0 | 6.3508 | 6.3508 | 0.75661 | 6.3508 | 0 | 1.176 | 0.18451 | 0 | 6.2368
2025-03-25 18:00 | 0 | 0 | 95.2577 | 90 | 0 | 0 | 1.0082 | 1.0082 | 1.0082 | 0 | 0 | 2.2204e-16 | 0 | 0 | 1.0612 | 1.0082 | 0 | 0 | 1.1541 | 6.0061 | 0 | 1.0612 | -1.0612 | 20.1445 | 87.5147 | 0 | 5.9887 | 5.9887 | 0.71347 | 5.9887 | 0 | 1.109 | 0 | 0 | 6.0061
2025-03-25 19:00 | 0 | 0 | 103.6457 | 90 | 0 | 0 | 0.88584 | 0.88584 | 0.88584 | 0 | 0 | 1.1102e-16 | 0 | 0 | 0.93247 | 0.88584 | 0 | 0 | 1.9853 | 6.0061 | 0 | 0.93247 | -0.93247 | 19.1019 | 82.9856 | 0 | 5.2621 | 5.2621 | 0.62691 | 5.2621 | 0 | 0.97443 | 0 | 0 | 6.0061
2025-03-25 20:00 | 0 | 0 | 113.4938 | 90 | 0 | 0 | 0.75578 | 0.75578 | 0.75578 | 0 | 0 | 1.1102e-16 | 0 | 0 | 0.79555 | 0.75578 | 0 | 0 | 2.6051 | 6.0061 | 0 | 0.79555 | -0.79555 | 18.2125 | 79.1215 | 0 | 4.4895 | 4.4895 | 0.53486 | 4.4895 | 0 | 0.83135 | 0 | 0 | 6.0061
2025-03-25 21:00 | 0 | 0 | 126.232 | 90 | 0 | 0 | 0.84841 | 0.84841 | 0.84841 | 0 | 0 | 0 | 0 | 0 | 0.89306 | 0.84841 | 0 | 0 | 3.08 | 6.0061 | 0 | 0.89306 | -0.89306 | 17.214 | 74.7838 | 0 | 5.0397 | 5.0397 | 0.60042 | 5.0397 | 0 | 0.93325 | 0 | 0 | 6.0061
2025-03-25 22:00 | 0 | 0 | 143.9675 | 90 | 0 | 0 | 0.75012 | 0.75012 | 0.75012 | 0 | 0 | 1.1102e-16 | 0 | 0 | 0.7896 | 0.75012 | 0 | 0 | 3.6538 | 6.0061 | 0 | 0.7896 | -0.7896 | 16.3312 | 70.9486 | 0 | 4.4559 | 4.4559 | 0.53086 | 4.4559 | 0 | 0.82513 | 0 | 0 | 6.0061
2025-03-25 23:00 | 0 | 0 | 168.3051 | 90 | 0 | 0 | 1.1836 | 1.1836 | 1.1836 | 0 | 0 | 0 | 0.045848 | 0 | 1.2459 | 1.1836 | 0 | 0 | 4.1248 | 6.0061 | 0 | 1.2459 | -1.2459 | 14.9383 | 64.8973 | 0 | 7.0306 | 7.0306 | 0.83761 | 7.0306 | 0 | 1.3019 | 0 | 0 | 6.0061
2025-03-26 | 0 | 0 | -164.157 | 90 | 0 | 0 | 0.46976 | 0.46976 | 0.46976 | 0 | 0 | 0 | 0 | 0 | 0.49448 | 0.46976 | 0 | 0 | 5.0166 | 5.1259 | 0 | 0.49448 | -0.49448 | 14.3855 | 62.4955 | 0 | 2.7899 | 2.7899 | 0.33237 | 2.7899 | 0 | 0.51674 | 0 | 0 | 5.1259
2025-03-26 01:00 | 0 | 0 | -141.0181 | 90 | 0 | 0 | 0.30516 | 0.30516 | 0.30516 | 0 | 0 | 0 | 0 | 0 | 0.32122 | 0.30516 | 0 | 0 | 5.143 | 4.6314 | 0 | 0.32122 | -0.32122 | 14.0263 | 60.9353 | 0 | 1.8123 | 1.8123 | 0.21592 | 1.8123 | 0 | 0.33568 | 0 | 0 | 4.6314
2025-03-26 02:00 | 0 | 0 | -124.2819 | 90 | 0 | 0 | 0.41654 | 0.41654 | 0.41654 | 0 | 0 | 5.5511e-17 | 0 | 0 | 0.43846 | 0.41654 | 0 | 0 | 5.143 | 4.3102 | 0 | 0.43846 | -0.43846 | 13.5361 | 58.8056 | 0 | 2.4738 | 2.4738 | 0.29472 | 2.4738 | 0 | 0.45819 | 0 | 0 | 4.3102
2025-03-26 03:00 | 0 | 0 | -112.1246 | 90 | 0 | 0 | 0.36091 | 0.36091 | 0.36091 | 0 | 0 | 0 | 0 | 0 | 0.37991 | 0.36091 | 0 | 0 | 5.143 | 3.8718 | 0 | 0.37991 | -0.37991 | 13.1114 | 56.9604 | 0 | 2.1434 | 2.1434 | 0.25536 | 2.1434 | 0 | 0.39701 | 0 | 0 | 3.8718
2025-03-26 04:00 | 0 | 0 | -102.5771 | 90 | 0 | 0 | 0.39706 | 0.39706 | 0.39706 | 0 | 0 | 0 | 0 | 0 | 0.41796 | 0.39706 | 0 | 0 | 5.143 | 3.4918 | 0 | 0.41796 | -0.41796 | 12.6441 | 54.9303 | 0 | 2.3581 | 2.3581 | 0.28094 | 2.3581 | 0 | 0.43677 | 0 | 0 | 3.4918
2025-03-26 05:00 | 0.0018542 | 0 | -94.3186 | 90 | 0 | 0 | 0.36793 | 0.36793 | 0.36793 | 0 | 0 | 5.5511e-17 | 0 | 0 | 0.38729 | 0.36793 | 0 | 0 | 5.143 | 3.0739 | 0 | 0.38729 | -0.38729 | 12.2111 | 53.0491 | 0 | 2.1851 | 2.1851 | 0.26032 | 2.1851 | 0 | 0.40472 | 0 | 0 | 3.0739
2025-03-26 06:00 | 0.11335 | 8.0807 | -86.4285 | 81.2548 | 0.1192 | 0.37907 | 0.2519 | 0.2519 | 0.2519 | 150.484 | 0 | 0 | 0 | 0.37907 | 0.26516 | 0.2519 | 0 | 0 | 5.143 | 2.6866 | 0.11391 | 0 | 0.11391 | 12.313 | 53.4918 | 0 | 1.496 | 1.496 | 0.17823 | 1.496 | 0 | 0.27709 | 0.30325 | 0 | 3.0657
2025-03-26 07:00 | 0.32869 | 20.7313 | -78.0926 | 66.2584 | 0.36953 | 1.1752 | 0.34507 | 0.34507 | 0.34507 | 340.5616 | 0 | 0 | 0 | 1.1752 | 0.36323 | 0.34507 | 0 | 0 | 5.143 | 2.7777 | 0.81195 | 0 | 0.81195 | 13.0392 | 56.6468 | 0 | 2.0494 | 2.0494 | 0.24415 | 2.0494 | 0 | 0.37958 | 0.94014 | 0 | 3.9529
2025-03-26 08:00 | 0.46311 | 32.9587 | -68.3258 | 51.2631 | 0.51594 | 1.6408 | 0.48511 | 0.48511 | 0.48511 | 338.2229 | 0 | 0 | 0 | 1.6408 | 0.51065 | 0.48511 | 0 | 0 | 5.143 | 3.4273 | 1.1301 | 0 | 1.1301 | 14.05 | 61.0381 | 0 | 2.8811 | 2.8811 | 0.34324 | 2.8811 | 0 | 0.53363 | 1.3126 | 0 | 5.068
2025-03-26 09:00 | 0.66276 | 44.2478 | -55.6232 | 36.2702 | 0.75838 | 2.4118 | 0.32538 | 0.32538 | 0.32538 | 741.2186 | 0 | 0 | 0 | 2.4118 | 0.34251 | 0.32538 | 0 | 0 | 4.6794 | 4.3314 | 2.0693 | 0 | 2.0693 | 15.9008 | 69.0787 | 0 | 1.9324 | 1.9324 | 0.23022 | 1.9324 | 0 | 0.35792 | 1.9294 | 0 | 6.7432
2025-03-26 10:00 | 0.86508 | 53.5807 | -37.6201 | 21.2857 | 1.004 | 3.1929 | 0.37422 | 0.37422 | 0.37422 | 853.2042 | 0 | 0 | 0 | 3.1929 | 0.39392 | 0.37422 | 0 | 0 | 3.3715 | 5.9868 | 2.799 | 0 | 2.799 | 18.4043 | 79.9546 | 0 | 2.2225 | 2.2225 | 0.26478 | 2.2225 | 0 | 0.41164 | 2.5543 | 0 | 9.1797
2025-03-26 11:00 | 0.85747 | 59.0416 | -12.2207 | 6.3687 | 0.99083 | 3.151 | 0.45544 | 0.45544 | 0.45544 | 691.8616 | 0.97561 | 0 | 0 | 3.151 | 0.47941 | 0.45544 | 0 | 0 | 1.696 | 6.0061 | 1.696 | 0 | 1.696 | 19.9212 | 86.5447 | 0 | 2.7048 | 2.7048 | 0.32224 | 2.7048 | 0 | 0.50098 | 2.5208 | 0 | 9.1572
2025-03-26 12:00 | 0.60616 | 58.5068 | 16.9206 | 8.8302 | 0.64505 | 2.0514 | 0.84207 | 0.84207 | 0.84207 | 243.6101 | 0.19464 | 0 | 0 | 2.0514 | 0.88639 | 0.84207 | 0 | 0 | 0.97034 | 6.0061 | 0.97034 | 0 | 0.97034 | 20.7891 | 90.3152 | 0 | 5.0021 | 5.0021 | 0.59593 | 5.0021 | 0 | 0.92628 | 1.6411 | 0 | 8.0575
2025-03-26 13:00 | 0.81012 | 52.233 | 41.1002 | 23.7764 | 0.9374 | 2.9811 | 0.82549 | 0.82549 | 0.82549 | 361.1323 | 1.4137 | 0 | 0 | 2.9811 | 0.86893 | 0.82549 | 0 | 0 | 0.69843 | 6.0061 | 0.69843 | 0 | 0.69843 | 21.4138 | 93.029 | 0 | 4.9036 | 4.9036 | 0.5842 | 4.9036 | 0 | 0.90804 | 2.3849 | 0 | 8.9872
2025-03-26 14:00 | 0.67568 | 42.4693 | 58.0283 | 38.7632 | 0.77829 | 2.4751 | 0.91814 | 0.91814 | 0.91814 | 269.5796 | 1.0059 | 0 | 0 | 2.4751 | 0.96646 | 0.91814 | 0 | 0 | 0.50272 | 6.0061 | 0.50272 | 0 | 0.50272 | 21.8634 | 94.9825 | 0 | 5.454 | 5.454 | 0.64976 | 5.454 | 0 | 1.0099 | 1.9801 | 0 | 8.4813
2025-03-26 15:00 | 0.52762 | 30.9723 | 70.1036 | 53.7567 | 0.60622 | 1.9279 | 0.87148 | 0.87148 | 0.87148 | 221.2203 | 0.64869 | 0 | 0 | 1.9279 | 0.91734 | 0.87148 | 0 | 0 | 0.36184 | 6.0061 | 0.36184 | 0 | 0.36184 | 22.1871 | 96.3885 | 0 | 5.1768 | 5.1768 | 0.61674 | 5.1768 | 0 | 0.95862 | 1.5423 | 0 | 7.934
2025-03-26 16:00 | 0.27536 | 18.647 | 79.5473 | 68.7523 | 0.30408 | 0.96703 | 0.89271 | 0.89271 | 0.89271 | 108.3255 | 0 | 0 | 0 | 0.96703 | 0.93969 | 0.89271 | 0 | 0 | 0.26045 | 6.0061 | 0.027338 | 0 | 0.027338 | 22.2115 | 96.4947 | 0 | 5.3029 | 5.3029 | 0.63177 | 5.3029 | 0 | 0.98198 | 0.77363 | 0 | 6.9732
2025-03-26 17:00 | 0.05506 | 5.9589 | 87.7491 | 83.7487 | 0.053396 | 0.16981 | 0.9295 | 0.9295 | 0.9295 | 18.2687 | 0 | 0 | 0 | 0.16981 | 0.97842 | 0.9295 | 0 | 0 | 0.35474 | 6.0061 | 0 | 0.80862 | -0.80862 | 21.3075 | 92.5671 | 0 | 5.5215 | 5.5215 | 0.65781 | 5.5215 | 0 | 1.0225 | 0.13585 | 0 | 6.176
2025-03-26 18:00 | 0 | 0 | 95.6443 | 90 | 0 | 0 | 0.60948 | 0.60948 | 0.60948 | 0 | 0 | 1.1102e-16 | 0 | 0 | 0.64155 | 0.60948 | 0 | 0 | 1.1332 | 6.0061 | 0 | 0.64155 | -0.64155 | 20.5902 | 89.451 | 0 | 3.6204 | 3.6204 | 0.43133 | 3.6204 | 0 | 0.67042 | 0 | 0 | 6.0061
2025-03-26 19:00 | 0 | 0 | 104.0465 | 90 | 0 | 0 | 0.7257 | 0.7257 | 0.7257 | 0 | 0 | 1.1102e-16 | 0 | 0 | 0.7639 | 0.7257 | 0 | 0 | 1.6071 | 6.0061 | 0 | 0.7639 | -0.7639 | 19.7361 | 85.7407 | 0 | 4.3108 | 4.3108 | 0.51358 | 4.3108 | 0 | 0.79827 | 0 | 0 | 6.0061
2025-03-26 20:00 | 0 | 0 | 113.921 | 90 | 0 | 0 | 0.85377 | 0.85377 | 0.85377 | 0 | 0 | 1.1102e-16 | 0 | 0 | 0.89871 | 0.85377 | 0 | 0 | 2.1488 | 6.0061 | 0 | 0.89871 | -0.89871 | 18.7313 | 81.3756 | 0 | 5.0716 | 5.0716 | 0.60421 | 5.0716 | 0 | 0.93915 | 0 | 0 | 6.0061
2025-03-26 21:00 | 0 | 0 | 126.6857 | 90 | 0 | 0 | 0.54675 | 0.54675 | 0.54675 | 0 | 0 | 0 | 0 | 0 | 0.57552 | 0.54675 | 0 | 0 | 2.7743 | 6.0061 | 0 | 0.57552 | -0.57552 | 18.0879 | 78.5802 | 0 | 3.2478 | 3.2478 | 0.38693 | 3.2478 | 0 | 0.60142 | 0 | 0 | 6.0061
2025-03-26 22:00 | 0 | 0 | 144.4019 | 90 | 0 | 0 | 0.82774 | 0.82774 | 0.82774 | 0 | 0 | 0 | 0 | 0 | 0.8713 | 0.82774 | 0 | 0 | 3.0727 | 6.0061 | 0 | 0.8713 | -0.8713 | 17.1137 | 74.3481 | 0 | 4.917 | 4.917 | 0.58579 | 4.917 | 0 | 0.91051 | 0 | 0 | 6.0061
2025-03-26 23:00 | 0 | 0 | 168.5734 | 90 | 0 | 0 | 0.68071 | 0.68071 | 0.68071 | 0 | 0 | 1.1102e-16 | 0 | 0 | 0.71654 | 0.68071 | 0 | 0 | 3.6701 | 6.0061 | 0 | 0.71654 | -0.71654 | 16.3126 | 70.8678 | 0 | 4.0436 | 4.0436 | 0.48174 | 4.0436 | 0 | 0.74878 | 0 | 0 | 6.0061
2025-03-27 | 0 | 0 | -164.1864 | 90 | 0 | 0 | 0.52168 | 0.52168 | 0.52168 | 0 | 0 | 0 | 0 | 0 | 0.54914 | 0.52168 | 0 | 0 | 4.0978 | 6.0061 | 0 | 0.54914 | -0.54914 | 15.6987 | 68.2006 | 0 | 3.0982 | 3.0982 | 0.36911 | 3.0982 | 0 | 0.57385 | 0 | 0 | 6.0061
2025-03-27 01:00 | 0 | 0 | -141.249 | 90 | 0 | 0 | 0.3639 | 0.3639 | 0.3639 | 0 | 0 | 5.5511e-17 | 0 | 0 | 0.38305 | 0.3639 | 0 | 0 | 4.3857 | 5.806 | 0 | 0.38305 | -0.38305 | 15.2704 | 66.34 | 0 | 2.1612 | 2.1612 | 0.25748 | 2.1612 | 0 | 0.40029 | 0 | 0 | 5.806
2025-03-27 02:00 | 0 | 0 | -124.5805 | 90 | 0 | 0 | 0.33614 | 0.33614 | 0.33614 | 0 | 0 | 5.5511e-17 | 0 | 0 | 0.35383 | 0.33614 | 0 | 0 | 4.5549 | 5.423 | 0 | 0.35383 | -0.35383 | 14.8748 | 64.6214 | 0 | 1.9963 | 1.9963 | 0.23783 | 1.9963 | 0 | 0.36975 | 0 | 0 | 5.423
2025-03-27 03:00 | 0 | 0 | -112.4331 | 90 | 0 | 0 | 0.42025 | 0.42025 | 0.42025 | 0 | 0 | 0 | 0 | 0 | 0.44237 | 0.42025 | 0 | 0 | 4.7369 | 5.0691 | 0 | 0.44237 | -0.44237 | 14.3802 | 62.4728 | 0 | 2.4958 | 2.4958 | 0.29734 | 2.4958 | 0 | 0.46228 | 0 | 0 | 5.0691
2025-03-27 04:00 | 0 | 0 | -102.8813 | 90 | 0 | 0 | 0.19332 | 0.19332 | 0.19332 | 0 | 0 | 2.7756e-17 | 0 | 0 | 0.20349 | 0.19332 | 0 | 0 | 5.0199 | 4.6268 | 0 | 0.20349 | -0.20349 | 14.1527 | 61.4844 | 0 | 1.1481 | 1.1481 | 0.13678 | 1.1481 | 0 | 0.21265 | 0 | 0 | 4.6268
2025-03-27 05:00 | 0.0023588 | 0 | -94.6199 | 90 | 0 | 0 | 0.39133 | 0.39133 | 0.39133 | 0 | 0 | 5.5511e-17 | 0 | 0 | 0.41192 | 0.39133 | 0 | 0 | 5.0843 | 4.4233 | 0 | 0.41192 | -0.41192 | 13.6922 | 59.4836 | 0 | 2.3241 | 2.3241 | 0.27688 | 2.3241 | 0 | 0.43046 | 0 | 0 | 4.4233
2025-03-27 06:00 | 0.13858 | 8.3601 | -86.7326 | 81.177 | 0.1464 | 0.46556 | 0.35128 | 0.35128 | 0.35128 | 132.534 | 0 | 0 | 0 | 0.46556 | 0.36977 | 0.35128 | 0 | 0 | 5.143 | 4.0113 | 0.095796 | 0 | 0.095796 | 13.7779 | 59.8559 | 0 | 2.0862 | 2.0862 | 0.24854 | 2.0862 | 0 | 0.3864 | 0.37245 | 0 | 4.4769
2025-03-27 07:00 | 0.30265 | 21.0197 | -78.4055 | 66.1835 | 0.33097 | 1.0525 | 0.43983 | 0.43983 | 0.43983 | 239.3064 | 0 | 0 | 0 | 1.0525 | 0.46298 | 0.43983 | 0 | 0 | 5.143 | 4.088 | 0.58956 | 0 | 0.58956 | 14.3052 | 62.1467 | 0 | 2.6121 | 2.6121 | 0.3112 | 2.6121 | 0 | 0.48381 | 0.84203 | 0 | 5.1405
2025-03-27 08:00 | 0.58964 | 33.2673 | -68.6494 | 51.1917 | 0.67575 | 2.149 | 0.26986 | 0.26986 | 0.26986 | 796.3385 | 0 | 0 | 0 | 2.149 | 0.28406 | 0.26986 | 0 | 0 | 4.7471 | 4.5596 | 1.8649 | 0 | 1.8649 | 15.9732 | 69.3934 | 0 | 1.6027 | 1.6027 | 0.19094 | 1.6027 | 0 | 0.29685 | 1.7192 | 0 | 6.7086
2025-03-27 09:00 | 0.78842 | 44.5896 | -55.9418 | 36.2045 | 0.90949 | 2.8923 | 0.34037 | 0.34037 | 0.34037 | 849.7609 | 0 | 0 | 0 | 2.8923 | 0.35828 | 0.34037 | 0 | 0 | 3.4678 | 6.0061 | 2.534 | 0 | 2.534 | 18.2398 | 79.2399 | 0 | 2.0214 | 2.0214 | 0.24083 | 2.0214 | 0 | 0.37441 | 2.3139 | 0 | 8.8985
2025-03-27 10:00 | 0.69399 | 53.9659 | -37.8611 | 21.2321 | 0.77611 | 2.4682 | 0.38042 | 0.38042 | 0.38042 | 648.8113 | 0.16223 | 0 | 0 | 2.4682 | 0.40044 | 0.38042 | 0 | 0 | 1.9055 | 6.0061 | 1.9055 | 0 | 1.9055 | 19.9441 | 86.6441 | 0 | 2.2593 | 2.2593 | 0.26916 | 2.2593 | 0 | 0.41846 | 1.9745 | 0 | 8.4743
2025-03-27 11:00 | 0.72972 | 59.4522 | -12.2101 | 6.3804 | 0.81421 | 2.5893 | 0.39127 | 0.39127 | 0.39127 | 661.774 | 1.2143 | 0 | 0 | 2.5893 | 0.41186 | 0.39127 | 0 | 0 | 0.96317 | 6.0061 | 0.96317 | 0 | 0.96317 | 20.8056 | 90.3867 | 0 | 2.3237 | 2.3237 | 0.27684 | 2.3237 | 0 | 0.4304 | 2.0715 | 0 | 8.5955
2025-03-27 12:00 | 0.65918 | 58.877 | 17.2626 | 8.972 | 0.71637 | 2.2782 | 0.96619 | 0.96619 | 0.96619 | 235.7891 | 0.56786 | 0 | 0 | 2.2782 | 1.017 | 0.96619 | 0 | 0 | 0.69327 | 6.0061 | 0.69327 | 0 | 0.69327 | 21.4257 | 93.0806 | 0 | 5.7394 | 5.7394 | 0.68377 | 5.7394 | 0 | 1.0628 | 1.8225 | 0 | 8.2843
2025-03-27 13:00 | 0.67176 | 52.5214 | 41.5791 | 23.8781 | 0.74848 | 2.3803 | 0.85556 | 0.85556 | 0.85556 | 278.214 | 0.98069 | 0 | 0 | 2.3803 | 0.90059 | 0.85556 | 0 | 0 | 0.499 | 6.0061 | 0.499 | 0 | 0.499 | 21.872 | 95.0195 | 0 | 5.0822 | 5.0822 | 0.60548 | 5.0822 | 0 | 0.94111 | 1.9042 | 0 | 8.3864
2025-03-27 14:00 | 0.69455 | 42.6895 | 58.4991 | 38.8549 | 0.79782 | 2.5372 | 0.8713 | 0.8713 | 0.8713 | 291.1949 | 1.2609 | 0 | 0 | 2.5372 | 0.91716 | 0.8713 | 0 | 0 | 0.35917 | 6.0061 | 0.35917 | 0 | 0.35917 | 22.1932 | 96.4152 | 0 | 5.1758 | 5.1758 | 0.61662 | 5.1758 | 0 | 0.95843 | 2.0298 | 0 | 8.5433
2025-03-27 15:00 | 0.57368 | 31.1493 | 70.5363 | 53.8433 | 0.65682 | 2.0888 | 0.92605 | 0.92605 | 0.92605 | 225.5603 | 0.85548 | 0 | 0 | 2.0888 | 0.97479 | 0.92605 | 0 | 0 | 0.25852 | 6.0061 | 0.25852 | 0 | 0.25852 | 22.4245 | 97.4197 | 0 | 5.5009 | 5.5009 | 0.65536 | 5.5009 | 0 | 1.0187 | 1.671 | 0 | 8.0949
2025-03-27 16:00 | 0.26574 | 18.8001 | 79.9497 | 68.8355 | 0.28801 | 0.91593 | 0.98243 | 0.98243 | 0.98243 | 93.231 | 0 | 1.1102e-16 | 0 | 0.91593 | 1.0341 | 0.98243 | 0 | 0 | 0.18608 | 6.0061 | 0 | 0.11821 | -0.11821 | 22.2923 | 96.8456 | 0 | 5.8359 | 5.8359 | 0.69527 | 5.8359 | 0 | 1.0807 | 0.73274 | 0 | 6.9221
2025-03-27 17:00 | 0.073148 | 6.1026 | 88.1359 | 83.8291 | 0.072129 | 0.22938 | 0.77364 | 0.77364 | 0.77364 | 29.65 | 0 | 0 | 0 | 0.22938 | 0.81436 | 0.77364 | 0 | 0 | 0.37349 | 6.0061 | 0 | 0.58497 | -0.58497 | 21.6383 | 94.0043 | 0 | 4.5956 | 4.5956 | 0.5475 | 4.5956 | 0 | 0.851 | 0.18351 | 0 | 6.2355
2025-03-27 18:00 | 0 | 0 | 96.0306 | 90 | 0 | 0 | 0.99722 | 0.99722 | 0.99722 | 0 | 0 | 1.1102e-16 | 0 | 0 | 1.0497 | 0.99722 | 0 | 0 | 0.91554 | 6.0061 | 0 | 1.0497 | -1.0497 | 20.4647 | 88.9057 | 0 | 5.9238 | 5.9238 | 0.70573 | 5.9238 | 0 | 1.0969 | 0 | 0 | 6.0061
2025-03-27 19:00 | 0 | 0 | 104.4465 | 90 | 0 | 0 | 0.83258 | 0.83258 | 0.83258 | 0 | 0 | 0 | 0 | 0 | 0.8764 | 0.83258 | 0 | 0 | 1.7744 | 6.0061 | 0 | 0.8764 | -0.8764 | 19.4848 | 84.6489 | 0 | 4.9457 | 4.9457 | 0.58921 | 4.9457 | 0 | 0.91583 | 0 | 0 | 6.0061
2025-03-27 20:00 | 0 | 0 | 114.3463 | 90 | 0 | 0 | 0.81603 | 0.81603 | 0.81603 | 0 | 0 | 0 | 0 | 0 | 0.85898 | 0.81603 | 0 | 0 | 2.3622 | 6.0061 | 0 | 0.85898 | -0.85898 | 18.5245 | 80.4767 | 0 | 4.8474 | 4.8474 | 0.57751 | 4.8474 | 0 | 0.89763 | 0 | 0 | 6.0061
2025-03-27 21:00 | 0 | 0 | 127.1359 | 90 | 0 | 0 | 0.81346 | 0.81346 | 0.81346 | 0 | 0 | 1.1102e-16 | 0 | 0 | 0.85627 | 0.81346 | 0 | 0 | 2.9107 | 6.0061 | 0 | 0.85627 | -0.85627 | 17.5671 | 76.3177 | 0 | 4.8321 | 4.8321 | 0.57568 | 4.8321 | 0 | 0.8948 | 0 | 0 | 6.0061
2025-03-27 22:00 | 0 | 0 | 144.8306 | 90 | 0 | 0 | 0.79585 | 0.79585 | 0.79585 | 0 | 0 | 1.1102e-16 | 0 | 0 | 0.83774 | 0.79585 | 0 | 0 | 3.449 | 6.0061 | 0 | 0.83774 | -0.83774 | 16.6305 | 72.2487 | 0 | 4.7275 | 4.7275 | 0.56322 | 4.7275 | 0 | 0.87543 | 0 | 0 | 6.0061
2025-03-27 23:00 | 0 | 0 | 168.8367 | 90 | 0 | 0 | 0.80218 | 0.80218 | 0.80218 | 0 | 0 | 1.1102e-16 | 0 | 0 | 0.8444 | 0.80218 | 0 | 0 | 3.9677 | 6.0061 | 0 | 0.8444 | -0.8444 | 15.6864 | 68.1474 | 0 | 4.7652 | 4.7652 | 0.5677 | 4.7652 | 0 | 0.8824 | 0 | 0 | 6.0061
2025-03-28 | 0 | 0 | -164.2146 | 90 | 0 | 0 | 0.51984 | 0.51984 | 0.51984 | 0 | 0 | 1.1102e-16 | 0 | 0 | 0.5472 | 0.51984 | 0 | 0 | 4.494 | 5.7951 | 0 | 0.5472 | -0.5472 | 15.0747 | 65.4896 | 0 | 3.0873 | 3.0873 | 0.36781 | 3.0873 | 0 | 0.57182 | 0 | 0 | 5.7951
2025-03-28 01:00 | 0 | 0 | -141.4755 | 90 | 0 | 0 | 0.43674 | 0.43674 | 0.43674 | 0 | 0 | 5.5511e-17 | 0 | 0 | 0.45972 | 0.43674 | 0 | 0 | 4.7534 | 5.2479 | 0 | 0.45972 | -0.45972 | 14.5607 | 63.2566 | 0 | 2.5938 | 2.5938 | 0.30901 | 2.5938 | 0 | 0.48041 | 0 | 0 | 5.2479
2025-03-28 02:00 | 0 | 0 | -124.8754 | 90 | 0 | 0 | 0.46749 | 0.46749 | 0.46749 | 0 | 0 | 5.5511e-17 | 0 | 0 | 0.4921 | 0.46749 | 0 | 0 | 4.9801 | 4.7881 | 0 | 0.4921 | -0.4921 | 14.0105 | 60.8664 | 0 | 2.7764 | 2.7764 | 0.33077 | 2.7764 | 0 | 0.51424 | 0 | 0 | 4.7881
2025-03-28 03:00 | 0 | 0 | -112.739 | 90 | 0 | 0 | 0.37101 | 0.37101 | 0.37101 | 0 | 0 | 0 | 0 | 0 | 0.39054 | 0.37101 | 0 | 0 | 5.143 | 4.296 | 0 | 0.39054 | -0.39054 | 13.5739 | 58.9695 | 0 | 2.2034 | 2.2034 | 0.26251 | 2.2034 | 0 | 0.40811 | 0 | 0 | 4.296
2025-03-28 04:00 | 0 | 0 | -103.1841 | 90 | 0 | 0 | 0.23636 | 0.23636 | 0.23636 | 0 | 0 | 2.7756e-17 | 0 | 0 | 0.2488 | 0.23636 | 0 | 0 | 5.143 | 3.9055 | 0 | 0.2488 | -0.2488 | 13.2957 | 57.7611 | 0 | 1.4037 | 1.4037 | 0.16723 | 1.4037 | 0 | 0.26 | 0 | 0 | 3.9055
2025-03-28 05:00 | 0.0019621 | 0 | -94.9204 | 90 | 0 | 0 | 0.40751 | 0.40751 | 0.40751 | 0 | 0 | 5.5511e-17 | 0 | 0 | 0.42896 | 0.40751 | 0 | 0 | 5.143 | 3.6567 | 0 | 0.42896 | -0.42896 | 12.8161 | 55.6776 | 0 | 2.4202 | 2.4202 | 0.28833 | 2.4202 | 0 | 0.44827 | 0 | 0 | 3.6567
2025-03-28 06:00 | 0.10981 | 8.6393 | -87.0366 | 81.0994 | 0.11015 | 0.35029 | 0.38705 | 0.38705 | 0.38705 | 90.5031 | 0 | 5.5511e-17 | 0 | 0.35029 | 0.40742 | 0.38705 | 0 | 0 | 5.143 | 3.2277 | 0 | 0.057129 | -0.057129 | 12.7522 | 55.4001 | 0 | 2.2987 | 2.2987 | 0.27385 | 2.2987 | 0 | 0.42575 | 0.28023 | 0 | 3.578
2025-03-28 07:00 | 0.33138 | 21.3075 | -78.719 | 66.1095 | 0.36507 | 1.161 | 0.34399 | 0.34399 | 0.34399 | 337.511 | 0 | 0 | 0 | 1.161 | 0.36209 | 0.34399 | 0 | 0 | 5.143 | 3.1706 | 0.79891 | 0 | 0.79891 | 13.4668 | 58.5044 | 0 | 2.0429 | 2.0429 | 0.24339 | 2.0429 | 0 | 0.37839 | 0.9288 | 0 | 4.3316
2025-03-28 08:00 | 0.55983 | 33.5749 | -68.9746 | 51.1224 | 0.63541 | 2.0207 | 0.46132 | 0.46132 | 0.46132 | 438.0254 | 0 | 0 | 0 | 2.0207 | 0.4856 | 0.46132 | 0 | 0 | 5.143 | 3.8097 | 1.5351 | 0 | 1.5351 | 14.8398 | 64.4694 | 0 | 2.7398 | 2.7398 | 0.3264 | 2.7398 | 0 | 0.50745 | 1.6166 | 0 | 5.8304
2025-03-28 09:00 | 0.8137 | 44.9304 | -56.2634 | 36.1425 | 0.93453 | 2.972 | 0.3272 | 0.3272 | 0.3272 | 908.2949 | 0 | 0 | 0 | 2.972 | 0.34442 | 0.3272 | 0 | 0 | 4.1592 | 5.0378 | 2.6275 | 0 | 2.6275 | 17.19 | 74.6792 | 0 | 1.9432 | 1.9432 | 0.23151 | 1.9432 | 0 | 0.35992 | 2.3776 | 0 | 8.0098
2025-03-28 10:00 | 0.80993 | 54.3503 | -38.1058 | 21.1857 | 0.92718 | 2.9486 | 0.34349 | 0.34349 | 0.34349 | 858.4118 | 0.091086 | 0 | 0 | 2.9486 | 0.36157 | 0.34349 | 0 | 0 | 2.4959 | 6.0061 | 2.4959 | 0 | 2.4959 | 19.4224 | 84.3776 | 0 | 2.04 | 2.04 | 0.24304 | 2.04 | 0 | 0.37784 | 2.3589 | 0 | 8.9547
2025-03-28 11:00 | 0.77676 | 59.8624 | -12.1986 | 6.4179 | 0.87557 | 2.7844 | 0.4509 | 0.4509 | 0.4509 | 617.5284 | 1.1832 | 0 | 0 | 2.7844 | 0.47463 | 0.4509 | 0 | 0 | 1.1266 | 6.0061 | 1.1266 | 0 | 1.1266 | 20.4301 | 88.7553 | 0 | 2.6779 | 2.6779 | 0.31903 | 2.6779 | 0 | 0.49599 | 2.2276 | 0 | 8.7906
2025-03-28 12:00 | 0.55104 | 59.2458 | 17.6122 | 9.1302 | 0.5677 | 1.8054 | 0.87694 | 0.87694 | 0.87694 | 205.8722 | 0.071363 | 0 | 0 | 1.8054 | 0.9231 | 0.87694 | 0 | 0 | 0.81092 | 6.0061 | 0.81092 | 0 | 0.81092 | 21.1554 | 91.9063 | 0 | 5.2092 | 5.2092 | 0.62061 | 5.2092 | 0 | 0.96463 | 1.4443 | 0 | 7.8115
2025-03-28 13:00 | 0.76162 | 52.8073 | 42.0642 | 23.9863 | 0.86681 | 2.7566 | 0.64093 | 0.64093 | 0.64093 | 430.0929 | 1.4983 | 0 | 0 | 2.7566 | 0.67467 | 0.64093 | 0 | 0 | 0.58368 | 6.0061 | 0.58368 | 0 | 0.58368 | 21.6774 | 94.1743 | 0 | 3.8073 | 3.8073 | 0.45359 | 3.8073 | 0 | 0.70503 | 2.2053 | 0 | 8.7628
2025-03-28 14:00 | 0.74386 | 42.9073 | 58.9729 | 38.9503 | 0.85262 | 2.7115 | 0.71593 | 0.71593 | 0.71593 | 378.7353 | 1.5378 | 0 | 0 | 2.7115 | 0.75361 | 0.71593 | 0 | 0 | 0.42012 | 6.0061 | 0.42012 | 0 | 0.42012 | 22.0532 | 95.8068 | 0 | 4.2528 | 4.2528 | 0.50666 | 4.2528 | 0 | 0.78752 | 2.1692 | 0 | 8.7176
2025-03-28 15:00 | 0.4828 | 31.3242 | 70.9702 | 53.9322 | 0.54087 | 1.7201 | 0.47582 | 0.47582 | 0.47582 | 361.4956 | 0.91681 | 0 | 0 | 1.7201 | 0.50086 | 0.47582 | 0 | 0 | 0.3024 | 6.0061 | 0.3024 | 0 | 0.3024 | 22.3237 | 96.9818 | 0 | 2.8265 | 2.8265 | 0.33674 | 2.8265 | 0 | 0.5234 | 1.3761 | 0 | 7.7262
2025-03-28 16:00 | 0.23694 | 18.9519 | 80.3524 | 68.92 | 0.24756 | 0.7873 | 0.85339 | 0.85339 | 0.85339 | 92.2554 | 0 | 0 | 0 | 0.7873 | 0.8983 | 0.85339 | 0 | 0 | 0.21766 | 6.0061 | 0 | 0.11101 | -0.11101 | 22.1996 | 96.4427 | 0 | 5.0693 | 5.0693 | 0.60394 | 5.0693 | 0 | 0.93872 | 0.62984 | 0 | 6.7934
2025-03-28 17:00 | 0.062645 | 6.2457 | 88.5226 | 83.9101 | 0.060122 | 0.1912 | 0.94006 | 0.94006 | 0.94006 | 20.3389 | 0 | 1.1102e-16 | 0 | 0.1912 | 0.98954 | 0.94006 | 0 | 0 | 0.41242 | 6.0061 | 0 | 0.79834 | -0.79834 | 21.307 | 92.565 | 0 | 5.5842 | 5.5842 | 0.66528 | 5.5842 | 0 | 1.0341 | 0.15296 | 0 | 6.1973
2025-03-28 18:00 | 1.6391e-06 | 0 | 96.4164 | 90 | 0 | 0 | 0.6656 | 0.6656 | 0.6656 | 0 | 0 | 1.1102e-16 | 0 | 0 | 0.70063 | 0.6656 | 0 | 0 | 1.153 | 6.0061 | 0 | 0.70063 | -0.70063 | 20.5237 | 89.162 | 0 | 3.9538 | 3.9538 | 0.47104 | 3.9538 | 0 | 0.73216 | 0 | 0 | 6.0061
2025-03-28 19:00 | 0 | 0 | 104.8454 | 90 | 0 | 0 | 0.65878 | 0.65878 | 0.65878 | 0 | 0 | 0 | 0 | 0 | 0.69346 | 0.65878 | 0 | 0 | 1.6689 | 6.0061 | 0 | 0.69346 | -0.69346 | 19.7483 | 85.7938 | 0 | 3.9133 | 3.9133 | 0.46622 | 3.9133 | 0 | 0.72466 | 0 | 0 | 6.0061
2025-03-28 20:00 | 0 | 0 | 114.7697 | 90 | 0 | 0 | 0.46634 | 0.46634 | 0.46634 | 0 | 0 | 5.5511e-17 | 0 | 0 | 0.49088 | 0.46634 | 0 | 0 | 2.1335 | 6.0061 | 0 | 0.49088 | -0.49088 | 19.1995 | 83.4095 | 0 | 2.7702 | 2.7702 | 0.33003 | 2.7702 | 0 | 0.51297 | 0 | 0 | 6.0061
2025-03-28 21:00 | 0 | 0 | 127.5825 | 90 | 0 | 0 | 0.85465 | 0.85465 | 0.85465 | 0 | 0 | 1.1102e-16 | 0 | 0 | 0.89963 | 0.85465 | 0 | 0 | 2.3979 | 6.0061 | 0 | 0.89963 | -0.89963 | 18.1937 | 79.0399 | 0 | 5.0768 | 5.0768 | 0.60483 | 5.0768 | 0 | 0.94011 | 0 | 0 | 6.0061
2025-03-28 22:00 | 0 | 0 | 145.2535 | 90 | 0 | 0 | 0.55126 | 0.55126 | 0.55126 | 0 | 0 | 0 | 0 | 0 | 0.58028 | 0.55126 | 0 | 0 | 3.0521 | 6.0061 | 0 | 0.58028 | -0.58028 | 17.5449 | 76.2214 | 0 | 3.2746 | 3.2746 | 0.39013 | 3.2746 | 0 | 0.60639 | 0 | 0 | 6.0061
2025-03-28 23:00 | 0 | 0 | 169.0951 | 90 | 0 | 0 | 0.6196 | 0.6196 | 0.6196 | 0 | 0 | 1.1102e-16 | 0 | 0 | 0.65221 | 0.6196 | 0 | 0 | 3.3669 | 6.0061 | 0 | 0.65221 | -0.65221 | 16.8158 | 73.0535 | 0 | 3.6806 | 3.6806 | 0.43849 | 3.6806 | 0 | 0.68156 | 0 | 0 | 6.0061
2025-03-29 | 0 | 0 | -164.2417 | 90 | 0 | 0 | 0.32351 | 0.32351 | 0.32351 | 0 | 0 | 5.5511e-17 | 0 | 0 | 0.34053 | 0.32351 | 0 | 0 | 3.7724 | 6.0061 | 0 | 0.34053 | -0.34053 | 16.435 | 71.3995 | 0 | 1.9213 | 1.9213 | 0.22889 | 1.9213 | 0 | 0.35586 | 0 | 0 | 6.0061
2025-03-29 01:00 | 0 | 0 | -141.698 | 90 | 0 | 0 | 0.41061 | 0.41061 | 0.41061 | 0 | 0 | 5.5511e-17 | 0 | 0 | 0.43222 | 0.41061 | 0 | 0 | 3.8986 | 6.0061 | 0 | 0.43222 | -0.43222 | 15.9518 | 69.3001 | 0 | 2.4386 | 2.4386 | 0.29052 | 2.4386 | 0 | 0.45167 | 0 | 0 | 6.0061
2025-03-29 02:00 | 0 | 0 | -125.1667 | 90 | 0 | 0 | 0.34363 | 0.34363 | 0.34363 | 0 | 0 | 5.5511e-17 | 0 | 0 | 0.36172 | 0.34363 | 0 | 0 | 4.1553 | 6.0061 | 0 | 0.36172 | -0.36172 | 15.5474 | 67.5432 | 0 | 2.0408 | 2.0408 | 0.24313 | 2.0408 | 0 | 0.378 | 0 | 0 | 6.0061
2025-03-29 03:00 | 0 | 0 | -113.0426 | 90 | 0 | 0 | 0.45074 | 0.45074 | 0.45074 | 0 | 0 | 5.5511e-17 | 0 | 0 | 0.47446 | 0.45074 | 0 | 0 | 4.3558 | 5.6707 | 0 | 0.47446 | -0.47446 | 15.0169 | 65.2387 | 0 | 2.6769 | 2.6769 | 0.31891 | 2.6769 | 0 | 0.49581 | 0 | 0 | 5.6707
2025-03-29 04:00 | 0 | 0 | -103.4854 | 90 | 0 | 0 | 0.55741 | 0.55741 | 0.55741 | 0 | 0 | 1.1102e-16 | 0 | 0 | 0.58675 | 0.55741 | 0 | 0 | 4.6713 | 5.1962 | 0 | 0.58675 | -0.58675 | 14.3609 | 62.3888 | 0 | 3.3104 | 3.3104 | 0.39439 | 3.3104 | 0 | 0.61315 | 0 | 0 | 5.1962
2025-03-29 05:00 | 0.0038342 | 0 | -95.2202 | 90 | 0 | 0 | 0.38164 | 0.38164 | 0.38164 | 0 | 0 | 5.5511e-17 | 0 | 0 | 0.40173 | 0.38164 | 0 | 0 | 5.0762 | 4.6095 | 0 | 0.40173 | -0.40173 | 13.9118 | 60.4376 | 0 | 2.2665 | 2.2665 | 0.27003 | 2.2665 | 0 | 0.4198 | 0 | 0 | 4.6095
2025-03-29 06:00 | 0.10635 | 8.918 | -87.3404 | 81.0221 | 0.10464 | 0.33276 | 0.1913 | 0.1913 | 0.1913 | 173.9503 | 0 | 0 | 0 | 0.33276 | 0.20137 | 0.1913 | 0 | 0 | 5.143 | 4.2077 | 0.1314 | 0 | 0.1314 | 14.0293 | 60.9481 | 0 | 1.1361 | 1.1361 | 0.13535 | 1.1361 | 0 | 0.21043 | 0.26621 | 0 | 4.5405
2025-03-29 07:00 | 0.32594 | 21.5945 | -79.0332 | 66.0367 | 0.35437 | 1.127 | 0.33433 | 0.33433 | 0.33433 | 337.0792 | 0 | 0 | 0 | 1.127 | 0.35193 | 0.33433 | 0 | 0 | 5.0736 | 4.3129 | 0.77503 | 0 | 0.77503 | 14.7225 | 63.9597 | 0 | 1.9856 | 1.9856 | 0.23655 | 1.9856 | 0 | 0.36776 | 0.90157 | 0 | 5.4398
2025-03-29 08:00 | 0.40828 | 33.8814 | -69.3015 | 51.0553 | 0.43153 | 1.3723 | 0.37475 | 0.37475 | 0.37475 | 366.2039 | 0 | 0 | 0 | 1.3723 | 0.39447 | 0.37475 | 0 | 0 | 4.4791 | 4.9329 | 0.97786 | 0 | 0.97786 | 15.5971 | 67.7594 | 0 | 2.2256 | 2.2256 | 0.26515 | 2.2256 | 0 | 0.41222 | 1.0979 | 0 | 6.3052
2025-03-29 09:00 | 0.66514 | 45.27 | -56.5882 | 36.0842 | 0.74914 | 2.3824 | 0.42599 | 0.42599 | 0.42599 | 559.2665 | 0 | 0 | 0 | 2.3824 | 0.44841 | 0.42599 | 0 | 0 | 3.8564 | 5.7152 | 1.934 | 0 | 1.934 | 17.3269 | 75.2743 | 0 | 2.5299 | 2.5299 | 0.3014 | 2.5299 | 0 | 0.46858 | 1.9059 | 0 | 8.0976
2025-03-29 10:00 | 0.62041 | 54.7338 | -38.3544 | 21.1465 | 0.66756 | 2.123 | 0.44028 | 0.44028 | 0.44028 | 482.1776 | 0 | 0 | 0 | 2.123 | 0.46346 | 0.44028 | 0 | 0 | 2.6239 | 6.0061 | 1.6595 | 0 | 1.6595 | 18.8112 | 81.7226 | 0 | 2.6148 | 2.6148 | 0.31152 | 2.6148 | 0 | 0.48431 | 1.6984 | 0 | 8.1291
2025-03-29 11:00 | 0.9686 | 60.2721 | -12.1864 | 6.4808 | 1.1124 | 3.5377 | 0.50837 | 0.50837 | 0.50837 | 695.8906 | 1.2627 | 0 | 0 | 3.5377 | 0.53513 | 0.50837 | 0 | 0 | 1.7399 | 6.0061 | 1.7399 | 0 | 1.7399 | 20.3674 | 88.4832 | 0 | 3.0192 | 3.0192 | 0.35969 | 3.0192 | 0 | 0.55921 | 2.8302 | 0 | 9.5439
2025-03-29 12:00 | 0.99111 | 59.613 | 17.9693 | 9.3035 | 1.1388 | 3.6215 | 0.81579 | 0.81579 | 0.81579 | 443.92 | 1.9322 | 0 | 0 | 3.6215 | 0.85873 | 0.81579 | 0 | 0 | 0.83054 | 6.0061 | 0.83054 | 0 | 0.83054 | 21.1103 | 91.7105 | 0 | 4.846 | 4.846 | 0.57734 | 4.846 | 0 | 0.89737 | 2.8972 | 0 | 9.6276
2025-03-29 13:00 | 0.90388 | 53.0907 | 42.5552 | 24.1006 | 1.0362 | 3.2952 | 1.025 | 1.025 | 1.025 | 321.4791 | 1.6184 | 0 | 0 | 3.2952 | 1.079 | 1.025 | 0 | 0 | 0.59781 | 6.0061 | 0.59781 | 0 | 0.59781 | 21.645 | 94.0334 | 0 | 6.0888 | 6.0888 | 0.7254 | 6.0888 | 0 | 1.1275 | 2.6361 | 0 | 9.3013
2025-03-29 14:00 | 0.73221 | 43.1226 | 59.4496 | 39.0491 | 0.83468 | 2.6544 | 0.74988 | 0.74988 | 0.74988 | 353.9772 | 1.4348 | 0 | 0 | 2.6544 | 0.78935 | 0.74988 | 0 | 0 | 0.43029 | 6.0061 | 0.43029 | 0 | 0.43029 | 22.0298 | 95.7053 | 0 | 4.4545 | 4.4545 | 0.53069 | 4.4545 | 0 | 0.82487 | 2.1235 | 0 | 8.6606
2025-03-29 15:00 | 0.4263 | 31.4973 | 71.4053 | 54.0232 | 0.46223 | 1.47 | 0.91675 | 0.91675 | 0.91675 | 160.347 | 0.19527 | 0 | 0 | 1.47 | 0.965 | 0.91675 | 0 | 0 | 0.30971 | 6.0061 | 0.30971 | 0 | 0.30971 | 22.3069 | 96.9088 | 0 | 5.4457 | 5.4457 | 0.64878 | 5.4457 | 0 | 1.0084 | 1.176 | 0 | 7.4761
2025-03-29 16:00 | 0.29559 | 19.1024 | 80.7555 | 69.0057 | 0.3203 | 1.0186 | 0.9118 | 0.9118 | 0.9118 | 111.7126 | 0 | 0 | 0 | 1.0186 | 0.95979 | 0.9118 | 0 | 0 | 0.22292 | 6.0061 | 0.058806 | 0 | 0.058806 | 22.3594 | 97.1373 | 0 | 5.4163 | 5.4163 | 0.64528 | 5.4163 | 0 | 1.003 | 0.81487 | 0 | 7.0247
2025-03-29 17:00 | 0.082945 | 6.388 | 88.9092 | 83.9915 | 0.079191 | 0.25184 | 0.89532 | 0.89532 | 0.89532 | 28.1287 | 0 | 1.1102e-16 | 0 | 0.25184 | 0.94244 | 0.89532 | 0 | 0 | 0.27822 | 6.0061 | 0 | 0.6906 | -0.6906 | 21.5873 | 93.783 | 0 | 5.3184 | 5.3184 | 0.63362 | 5.3184 | 0 | 0.98485 | 0.20147 | 0 | 6.258
2025-03-29 18:00 | 1.9958e-05 | 0 | 96.8015 | 90 | 0 | 0 | 0.98946 | 0.98946 | 0.98946 | 0 | 0 | 1.1102e-16 | 0 | 0 | 1.0415 | 0.98946 | 0 | 0 | 0.94758 | 6.0061 | 0 | 1.0415 | -1.0415 | 20.4229 | 88.7241 | 0 | 5.8776 | 5.8776 | 0.70024 | 5.8776 | 0 | 1.0884 | 0 | 0 | 6.0061
2025-03-29 19:00 | 0 | 0 | 105.2431 | 90 | 0 | 0 | 0.78239 | 0.78239 | 0.78239 | 0 | 0 | 1.1102e-16 | 0 | 0 | 0.82357 | 0.78239 | 0 | 0 | 1.797 | 6.0061 | 0 | 0.82357 | -0.82357 | 19.5021 | 84.7239 | 0 | 4.6476 | 4.6476 | 0.5537 | 4.6476 | 0 | 0.86063 | 0 | 0 | 6.0061
2025-03-29 20:00 | 0 | 0 | 115.1909 | 90 | 0 | 0 | 0.75179 | 0.75179 | 0.75179 | 0 | 0 | 1.1102e-16 | 0 | 0 | 0.79135 | 0.75179 | 0 | 0 | 2.3378 | 6.0061 | 0 | 0.79135 | -0.79135 | 18.6173 | 80.8802 | 0 | 4.4658 | 4.4658 | 0.53204 | 4.4658 | 0 | 0.82697 | 0 | 0 | 6.0061
2025-03-29 21:00 | 0 | 0 | 128.0253 | 90 | 0 | 0 | 1.0256 | 1.0256 | 1.0256 | 0 | 0 | 2.2204e-16 | 0 | 0 | 1.0796 | 1.0256 | 0 | 0 | 2.8339 | 6.0061 | 0 | 1.0796 | -1.0796 | 17.4103 | 75.6366 | 0 | 6.0923 | 6.0923 | 0.72581 | 6.0923 | 0 | 1.1281 | 0 | 0 | 6.0061
2025-03-29 22:00 | 0 | 0 | 145.6705 | 90 | 0 | 0 | 0.8477 | 0.8477 | 0.8477 | 0 | 0 | 1.1102e-16 | 0 | 0 | 0.89232 | 0.8477 | 0 | 0 | 3.5866 | 6.0061 | 0 | 0.89232 | -0.89232 | 16.4127 | 71.3025 | 0 | 5.0356 | 5.0356 | 0.59992 | 5.0356 | 0 | 0.93247 | 0 | 0 | 6.0061
2025-03-29 23:00 | 0 | 0 | 169.3484 | 90 | 0 | 0 | 0.68252 | 0.68252 | 0.68252 | 0 | 0 | 1.1102e-16 | 0 | 0 | 0.71844 | 0.68252 | 0 | 0 | 4.126 | 6.0061 | 0 | 0.71844 | -0.71844 | 15.6095 | 67.8129 | 0 | 4.0543 | 4.0543 | 0.48302 | 4.0543 | 0 | 0.75077 | 0 | 0 | 6.0061
2025-03-30 | 0 | 0 | -164.2681 | 90 | 0 | 0 | 0.33766 | 0.33766 | 0.33766 | 0 | 0 | 0 | 0 | 0 | 0.35543 | 0.33766 | 0 | 0 | 4.5185 | 5.7262 | 0 | 0.35543 | -0.35543 | 15.2121 | 66.0866 | 0 | 2.0053 | 2.0053 | 0.23891 | 2.0053 | 0 | 0.37143 | 0 | 0 | 5.7262
2025-03-30 01:00 | 0 | 0 | -141.9164 | 90 | 0 | 0 | 0.29664 | 0.29664 | 0.29664 | 0 | 0 | 5.5511e-17 | 0 | 0 | 0.31226 | 0.29664 | 0 | 0 | 4.6162 | 5.3708 | 0 | 0.31226 | -0.31226 | 14.8629 | 64.5699 | 0 | 1.7618 | 1.7618 | 0.20989 | 1.7618 | 0 | 0.32631 | 0 | 0 | 5.3708
2025-03-30 02:00 | 0 | 0 | -125.4544 | 90 | 0 | 0 | 0.47667 | 0.47667 | 0.47667 | 0 | 0 | 5.5511e-17 | 0 | 0 | 0.50175 | 0.47667 | 0 | 0 | 4.7447 | 5.0585 | 0 | 0.50175 | -0.50175 | 14.302 | 62.1328 | 0 | 2.8309 | 2.8309 | 0.33726 | 2.8309 | 0 | 0.52433 | 0 | 0 | 5.0585
2025-03-30 03:00 | 0 | 0 | -113.3437 | 90 | 0 | 0 | 0.31502 | 0.31502 | 0.31502 | 0 | 0 | 5.5511e-17 | 0 | 0 | 0.3316 | 0.31502 | 0 | 0 | 5.0803 | 4.5568 | 0 | 0.3316 | -0.3316 | 13.9312 | 60.5222 | 0 | 1.8709 | 1.8709 | 0.22289 | 1.8709 | 0 | 0.34652 | 0 | 0 | 4.5568
2025-03-30 04:00 | 0 | 0 | -103.7852 | 90 | 0 | 0 | 0.30834 | 0.30834 | 0.30834 | 0 | 0 | 0 | 0 | 0 | 0.32456 | 0.30834 | 0 | 0 | 5.143 | 4.2252 | 0 | 0.32456 | -0.32456 | 13.5684 | 58.9457 | 0 | 1.8312 | 1.8312 | 0.21816 | 1.8312 | 0 | 0.33917 | 0 | 0 | 4.2252
2025-03-30 05:00 | 0.0029884 | 0 | -95.5192 | 90 | 0 | 0 | 0.49554 | 0.49554 | 0.49554 | 0 | 0 | 5.5511e-17 | 0 | 0 | 0.52162 | 0.49554 | 0 | 0 | 5.143 | 3.9006 | 0 | 0.52162 | -0.52162 | 12.9852 | 56.4121 | 0 | 2.943 | 2.943 | 0.35062 | 2.943 | 0 | 0.5451 | 0 | 0 | 3.9006
2025-03-30 06:00 | 0.080663 | 9.1961 | -87.6441 | 80.9452 | 0.077079 | 0.24512 | 0.35463 | 0.35463 | 0.35463 | 69.12 | 0 | 0 | 0 | 0.24512 | 0.3733 | 0.35463 | 0 | 0 | 5.143 | 3.379 | 0 | 0.12818 | -0.12818 | 12.8419 | 55.7896 | 0 | 2.1062 | 2.1062 | 0.25092 | 2.1062 | 0 | 0.3901 | 0.1961 | 0 | 3.6241
2025-03-30 07:00 | 0.25993 | 21.8805 | -79.3479 | 65.9651 | 0.26698 | 0.84906 | 0.31356 | 0.31356 | 0.31356 | 270.7806 | 0 | 0 | 0 | 0.84906 | 0.33006 | 0.31356 | 0 | 0 | 5.143 | 3.2508 | 0.51899 | 0 | 0.51899 | 13.3061 | 57.8062 | 0 | 1.8622 | 1.8622 | 0.22186 | 1.8622 | 0 | 0.34491 | 0.67925 | 0 | 4.0999
2025-03-30 08:00 | 0.39399 | 34.1866 | -69.63 | 50.9905 | 0.41042 | 1.3052 | 0.36074 | 0.36074 | 0.36074 | 361.8159 | 0 | 0 | 0 | 1.3052 | 0.37973 | 0.36074 | 0 | 0 | 5.143 | 3.666 | 0.92549 | 0 | 0.92549 | 14.1339 | 61.4024 | 0 | 2.1424 | 2.1424 | 0.25524 | 2.1424 | 0 | 0.39681 | 1.0442 | 0 | 4.9712
2025-03-30 09:00 | 0.40686 | 45.6081 | -56.9162 | 36.0298 | 0.40616 | 1.2917 | 0.41816 | 0.41816 | 0.41816 | 308.8865 | 0 | 0 | 0 | 1.2917 | 0.44017 | 0.41816 | 0 | 0 | 4.7192 | 4.4064 | 0.85148 | 0 | 0.85148 | 14.8954 | 64.711 | 0 | 2.4835 | 2.4835 | 0.29587 | 2.4835 | 0 | 0.45998 | 1.0333 | 0 | 5.698
2025-03-30 10:00 | 0.7354 | 55.1161 | -38.6071 | 21.1148 | 0.82164 | 2.613 | 0.41001 | 0.41001 | 0.41001 | 637.2866 | 0 | 0 | 0 | 2.613 | 0.43159 | 0.41001 | 0 | 0 | 4.2365 | 5.0876 | 2.1814 | 0 | 2.1814 | 16.8465 | 73.1872 | 0 | 2.435 | 2.435 | 0.2901 | 2.435 | 0 | 0.45102 | 2.0904 | 0 | 7.7005
2025-03-30 11:00 | 0.71177 | 60.681 | -12.1736 | 6.5682 | 0.77948 | 2.4789 | 0.38232 | 0.38232 | 0.38232 | 648.3781 | 0 | 0 | 0 | 2.4789 | 0.40244 | 0.38232 | 0 | 0 | 2.8324 | 6.0061 | 2.0764 | 0 | 2.0764 | 18.7037 | 81.2555 | 0 | 2.2706 | 2.2706 | 0.27051 | 2.2706 | 0 | 0.42055 | 1.9831 | 0 | 8.485
2025-03-30 12:00 | 0.84577 | 59.9786 | 18.334 | 9.4911 | 0.95968 | 3.0519 | 0.76864 | 0.76864 | 0.76864 | 397.0567 | 0.56042 | 0 | 0 | 3.0519 | 0.8091 | 0.76864 | 0 | 0 | 1.6824 | 6.0061 | 1.6824 | 0 | 1.6824 | 20.2085 | 87.793 | 0 | 4.5659 | 4.5659 | 0.54397 | 4.5659 | 0 | 0.84551 | 2.4416 | 0 | 9.0581
2025-03-30 13:00 | 0.86459 | 53.3715 | 43.0521 | 24.2209 | 0.98596 | 3.1355 | 0.65663 | 0.65663 | 0.65663 | 477.5212 | 1.564 | 0 | 0 | 3.1355 | 0.69119 | 0.65663 | 0 | 0 | 0.88032 | 6.0061 | 0.88032 | 0 | 0.88032 | 20.9959 | 91.2136 | 0 | 3.9005 | 3.9005 | 0.46469 | 3.9005 | 0 | 0.72229 | 2.5084 | 0 | 9.1417
2025-03-30 14:00 | 0.62325 | 43.3354 | 59.929 | 39.1514 | 0.69433 | 2.2081 | 0.97108 | 0.97108 | 0.97108 | 227.384 | 0.55226 | 0 | 0 | 2.2081 | 1.0222 | 0.97108 | 0 | 0 | 0.63364 | 6.0061 | 0.63364 | 0 | 0.63364 | 21.5627 | 93.6757 | 0 | 5.7685 | 5.7685 | 0.68724 | 5.7685 | 0 | 1.0682 | 1.7665 | 0 | 8.2142
2025-03-30 15:00 | 0.50352 | 31.6685 | 71.8414 | 54.1163 | 0.5598 | 1.7803 | 0.76959 | 0.76959 | 0.76959 | 231.3268 | 0.51409 | 0 | 0 | 1.7803 | 0.81009 | 0.76959 | 0 | 0 | 0.45608 | 6.0061 | 0.45608 | 0 | 0.45608 | 21.9706 | 95.4479 | 0 | 4.5715 | 4.5715 | 0.54463 | 4.5715 | 0 | 0.84654 | 1.4242 | 0 | 7.7864
2025-03-30 16:00 | 0.30435 | 19.2516 | 81.1587 | 69.0925 | 0.32765 | 1.042 | 0.90057 | 0.90057 | 0.90057 | 115.7014 | 0 | 0 | 0 | 1.042 | 0.94797 | 0.90057 | 0 | 0 | 0.32828 | 6.0061 | 0.094004 | 0 | 0.094004 | 22.0547 | 95.8132 | 0 | 5.3496 | 5.3496 | 0.63733 | 5.3496 | 0 | 0.99063 | 0.83358 | 0 | 7.0481
2025-03-30 17:00 | 0.084714 | 6.5297 | 89.2953 | 84.0732 | 0.079289 | 0.25215 | 1.0312 | 1.0312 | 1.0312 | 24.4524 | 0 | 0 | 0 | 0.25215 | 1.0855 | 1.0312 | 0 | 0 | 0.4044 | 6.0061 | 0 | 0.83332 | -0.83332 | 21.123 | 91.7656 | 0 | 6.1256 | 6.1256 | 0.72978 | 6.1256 | 0 | 1.1343 | 0.20172 | 0 | 6.2583
2025-03-30 18:00 | 7.29e-05 | 0 | 97.1858 | 90 | 0 | 0 | 0.98693 | 0.98693 | 0.98693 | 0 | 0 | 1.1102e-16 | 0 | 0 | 1.0389 | 0.98693 | 0 | 0 | 1.2263 | 6.0061 | 0 | 1.0389 | -1.0389 | 19.9615 | 86.7197 | 0 | 5.8626 | 5.8626 | 0.69845 | 5.8626 | 0 | 1.0856 | 0 | 0 | 6.0061
2025-03-30 19:00 | 0 | 0 | 105.6394 | 90 | 0 | 0 | 1.034 | 1.034 | 1.034 | 0 | 0 | 2.2204e-16 | 0 | 0 | 1.0884 | 1.034 | 0 | 0 | 2.062 | 6.0061 | 0 | 1.0884 | -1.0884 | 18.7446 | 81.4332 | 0 | 6.142 | 6.142 | 0.73174 | 6.142 | 0 | 1.1374 | 0 | 0 | 6.0061
2025-03-30 20:00 | 0 | 0 | 115.6097 | 90 | 0 | 0 | 0.78833 | 0.78833 | 0.78833 | 0 | 0 | 1.1102e-16 | 0 | 0 | 0.82982 | 0.78833 | 0 | 0 | 2.8358 | 6.0061 | 0 | 0.82982 | -0.82982 | 17.8169 | 77.4027 | 0 | 4.6829 | 4.6829 | 0.5579 | 4.6829 | 0 | 0.86716 | 0 | 0 | 6.0061
2025-03-30 21:00 | 0 | 0 | 128.4641 | 90 | 0 | 0 | 1.1062 | 1.1062 | 1.1062 | 0 | 0 | 2.2204e-16 | 0 | 0 | 1.1644 | 1.1062 | 0 | 0 | 3.3236 | 6.0061 | 0 | 1.1644 | -1.1644 | 16.515 | 71.7469 | 0 | 6.5711 | 6.5711 | 0.78286 | 6.5711 | 0 | 1.2168 | 0 | 0 | 6.0061
2025-03-30 22:00 | 0 | 0 | 146.0814 | 90 | 0 | 0 | 0.90142 | 0.90142 | 0.90142 | 0 | 0 | 1.1102e-16 | 0 | 0 | 0.94886 | 0.90142 | 0 | 0 | 4.1277 | 6.0061 | 0 | 0.94886 | -0.94886 | 15.4541 | 67.1382 | 0 | 5.3547 | 5.3547 | 0.63793 | 5.3547 | 0 | 0.99156 | 0 | 0 | 6.0061
2025-03-30 23:00 | 0 | 0 | 169.5967 | 90 | 0 | 0 | 0.83139 | 0.83139 | 0.83139 | 0 | 0 | 1.1102e-16 | 0 | 0 | 0.87515 | 0.83139 | 0 | 0 | 4.6939 | 5.5873 | 0 | 0.87515 | -0.87515 | 14.4757 | 62.8875 | 0 | 4.9387 | 4.9387 | 0.58837 | 4.9387 | 0 | 0.91453 | 0 | 0 | 5.5873
2025-03-31 | 0 | 0 | -164.2937 | 90 | 0 | 0 | 0.29231 | 0.29231 | 0.29231 | 0 | 0 | 0 | 0 | 0 | 0.3077 | 0.29231 | 0 | 0 | 5.143 | 4.7121 | 0 | 0.3077 | -0.3077 | 14.1317 | 61.3929 | 0 | 1.736 | 1.736 | 0.20682 | 1.736 | 0 | 0.32154 | 0 | 0 | 4.7121
2025-03-31 01:00 | 0 | 0 | -142.131 | 90 | 0 | 0 | 0.48223 | 0.48223 | 0.48223 | 0 | 0 | 1.1102e-16 | 0 | 0 | 0.50761 | 0.48223 | 0 | 0 | 5.143 | 4.4044 | 0 | 0.50761 | -0.50761 | 13.5641 | 58.9274 | 0 | 2.8639 | 2.8639 | 0.3412 | 2.8639 | 0 | 0.53045 | 0 | 0 | 4.4044
2025-03-31 02:00 | 0 | 0 | -125.7387 | 90 | 0 | 0 | 0.39846 | 0.39846 | 0.39846 | 0 | 0 | 0 | 0 | 0 | 0.41943 | 0.39846 | 0 | 0 | 5.143 | 3.8968 | 0 | 0.41943 | -0.41943 | 13.0952 | 56.8902 | 0 | 2.3664 | 2.3664 | 0.28193 | 2.3664 | 0 | 0.43831 | 0 | 0 | 3.8968
2025-03-31 03:00 | 0 | 0 | -113.6424 | 90 | 0 | 0 | 0.3103 | 0.3103 | 0.3103 | 0 | 0 | 5.5511e-17 | 0 | 0 | 0.32663 | 0.3103 | 0 | 0 | 5.143 | 3.4774 | 0 | 0.32663 | -0.32663 | 12.73 | 55.3037 | 0 | 1.8429 | 1.8429 | 0.21955 | 1.8429 | 0 | 0.34133 | 0 | 0 | 3.4774
2025-03-31 04:00 | 0 | 0 | -104.0834 | 90 | 0 | 0 | 0.46478 | 0.46478 | 0.46478 | 0 | 0 | 0 | 0 | 0 | 0.48924 | 0.46478 | 0 | 0 | 5.143 | 3.1508 | 0 | 0.48924 | -0.48924 | 12.183 | 52.9274 | 0 | 2.7603 | 2.7603 | 0.32885 | 2.7603 | 0 | 0.51126 | 0 | 0 | 3.1508
2025-03-31 05:00 | 0.0056758 | 0 | -95.8173 | 90 | 0 | 0 | 0.31701 | 0.31701 | 0.31701 | 0 | 0 | 5.5511e-17 | 0 | 0 | 0.3337 | 0.31701 | 0 | 0 | 5.143 | 2.6615 | 0 | 0.3337 | -0.3337 | 11.81 | 51.3066 | 0 | 1.8827 | 1.8827 | 0.2243 | 1.8827 | 0 | 0.34871 | 0 | 0 | 2.6615
2025-03-31 06:00 | 0.020891 | 9.4734 | -87.9476 | 80.8689 | 0.019696 | 0.062635 | 0.34648 | 0.34648 | 0.34648 | 18.0777 | 0 | 0 | 0 | 0.062635 | 0.36471 | 0.34648 | 0 | 0 | 5.143 | 2.3278 | 0 | 0.30208 | -0.30208 | 11.4722 | 49.8393 | 0 | 2.0577 | 2.0577 | 0.24515 | 2.0577 | 0 | 0.38112 | 0.050108 | 0 | 2.3905
2025-03-31 07:00 | 0.028543 | 22.1654 | -79.6632 | 65.8949 | 0.026913 | 0.085586 | 0.51462 | 0.51462 | 0.51462 | 16.631 | 0 | 1.1102e-16 | 0 | 0.085586 | 0.54171 | 0.51462 | 0 | 0 | 5.143 | 2.0258 | 0 | 0.45612 | -0.45612 | 10.9623 | 47.6239 | 0 | 3.0563 | 3.0563 | 0.36412 | 3.0563 | 0 | 0.56608 | 0.068469 | 0 | 2.1113
2025-03-31 08:00 | 0.055078 | 34.4903 | -69.9602 | 50.928 | 0.051967 | 0.16526 | 0.47812 | 0.47812 | 0.47812 | 34.5655 | 0 | 5.5511e-17 | 0 | 0.16526 | 0.50328 | 0.47812 | 0 | 0 | 5.143 | 1.5696 | 0 | 0.33802 | -0.33802 | 10.5843 | 45.9821 | 0 | 2.8395 | 2.8395 | 0.33829 | 2.8395 | 0 | 0.52593 | 0.13221 | 0 | 1.7349
2025-03-31 09:00 | 0.084857 | 45.9446 | -57.2473 | 35.9794 | 0.080111 | 0.25477 | 0.41873 | 0.41873 | 0.41873 | 60.8431 | 0 | 0 | 0 | 0.25477 | 0.44077 | 0.41873 | 0 | 0 | 5.143 | 1.2316 | 0 | 0.186 | -0.186 | 10.3764 | 45.0787 | 0 | 2.4868 | 2.4868 | 0.29627 | 2.4868 | 0 | 0.4606 | 0.20381 | 0 | 1.4864
2025-03-31 10:00 | 0.28559 | 55.4972 | -38.864 | 21.0906 | 0.27159 | 0.86369 | 0.16126 | 0.16126 | 0.16126 | 535.5991 | 0 | 0 | 0 | 0.86369 | 0.16974 | 0.16126 | 0 | 0 | 5.143 | 1.0456 | 0.69395 | 0 | 0.69395 | 10.9971 | 47.7751 | 0 | 0.95769 | 0.95769 | 0.1141 | 0.95769 | 0 | 0.17738 | 0.69095 | 0 | 1.9093
2025-03-31 11:00 | 0.10292 | 61.0891 | -12.1603 | 6.6792 | 0.097167 | 0.30901 | 0.38425 | 0.38425 | 0.38425 | 80.4183 | 0 | 0 | 0 | 0.30901 | 0.40447 | 0.38425 | 0 | 0 | 5.143 | 1.6008 | 0 | 0.095466 | -0.095466 | 10.8903 | 47.3115 | 0 | 2.282 | 2.282 | 0.27187 | 2.282 | 0 | 0.42268 | 0.24721 | 0 | 1.9098
2025-03-31 12:00 | 0.074461 | 60.3423 | 18.7062 | 9.6918 | 0.070245 | 0.22339 | 0.41599 | 0.41599 | 0.41599 | 53.702 | 0 | 0 | 0 | 0.22339 | 0.43788 | 0.41599 | 0 | 0 | 5.143 | 1.5053 | 0 | 0.21449 | -0.21449 | 10.6505 | 46.2697 | 0 | 2.4711 | 2.4711 | 0.29439 | 2.4711 | 0 | 0.45758 | 0.17871 | 0 | 1.7287
2025-03-31 13:00 | 0.098493 | 53.6495 | 43.5546 | 24.3469 | 0.092999 | 0.29575 | 0.73986 | 0.73986 | 0.73986 | 39.9742 | 0 | 0 | 0 | 0.29575 | 0.7788 | 0.73986 | 0 | 0 | 5.143 | 1.2908 | 0 | 0.48304 | -0.48304 | 10.1105 | 43.9235 | 0 | 4.3949 | 4.3949 | 0.5236 | 4.3949 | 0 | 0.81384 | 0.2366 | 0 | 1.5866
2025-03-31 14:00 | 0.097281 | 43.5457 | 60.4108 | 39.2568 | 0.091889 | 0.29222 | 0.68579 | 0.68579 | 0.68579 | 42.611 | 0 | 0 | 0 | 0.29222 | 0.72189 | 0.68579 | 0 | 0 | 5.143 | 0.80777 | 0 | 0.42966 | -0.42966 | 9.6301 | 41.8365 | 0 | 4.0738 | 4.0738 | 0.48533 | 4.0738 | 0 | 0.75437 | 0.23378 | 0 | 1.1
2025-03-31 15:00 | 0.081579 | 31.8378 | 72.2782 | 54.2112 | 0.077068 | 0.24509 | 0.79032 | 0.59204 | 0.59204 | 41.3974 | 0 | 0.19828 | 0.46358 | 0.24509 | 0.6232 | 0.59204 | 0 | 0 | 5.143 | 0.37811 | 0 | 0.37811 | -0.37811 | 9.2074 | 40 | 0 | 4.6947 | 4.6947 | 0.55931 | 4.6947 | 0 | 0.86935 | 0.19607 | 0 | 0.6232
2025-03-31 16:00 | 0.084822 | 19.3996 | 81.5618 | 69.1803 | 0.080244 | 0.25519 | 0.96785 | 0.24243 | 0.24243 | 105.2632 | 0 | 0.72542 | 1.0161 | 0.25519 | 0.25519 | 0.24243 | 0 | 0 | 5.143 | 0 | 0 | 0 | 0 | 9.2074 | 40 | 0 | 5.7492 | 5.7492 | 0.68494 | 5.7492 | 0 | 1.0646 | 0.20415 | 0 | 0.25519
2025-03-31 17:00 | 0.024821 | 6.6707 | 89.6809 | 84.1551 | 0.023385 | 0.074369 | 1.0227 | 0.07065 | 0.07065 | 105.2632 | 0 | 0.95203 | 1.1108 | 0.074369 | 0.074369 | 0.07065 | 0 | 0 | 5.143 | 1.5888e-15 | 0 | 1.5888e-15 | 0 | 9.2074 | 40 | 0 | 6.075 | 6.075 | 0.72375 | 6.075 | 0 | 1.125 | 0.059495 | 0 | 0.074369
2025-03-31 18:00 | 0.00010494 | 0 | 97.5691 | 90 | 0 | 0 | 0.73443 | 1.5094e-15 | 1.5094e-15 | 0 | 0 | 0.73443 | 0.80787 | 0 | 1.5888e-15 | 1.5094e-15 | 0 | 0 | 5.143 | 1.5888e-15 | 0 | 1.5888e-15 | 0 | 9.2074 | 40 | 0 | 4.3627 | 4.3627 | 0.51976 | 4.3627 | 0 | 0.80787 | 0 | 0 | 1.5888e-15
2025-03-31 19:00 | 0 | 0 | 106.0341 | 90 | 0 | 0 | 0.70743 | 3.0188e-15 | 3.0188e-15 | 0 | 0 | 0.70743 | 0.77817 | 0 | 3.1776e-15 | 3.0188e-15 | 0 | 0 | 5.143 | 3.1776e-15 | 0 | 3.1776e-15 | 0 | 9.2074 | 40 | 0 | 4.2023 | 4.2023 | 0.50064 | 4.2023 | 0 | 0.77817 | 0 | 0 | 3.1776e-15
2025-03-31 20:00 | 0 | 0 | 116.0261 | 90 | 0 | 0 | 0.73602 | 3.0188e-15 | 3.0188e-15 | 0 | 0 | 0.73602 | 0.80962 | 0 | 3.1776e-15 | 3.0188e-15 | 0 | 0 | 5.143 | 3.1776e-15 | 0 | 3.1776e-15 | 0 | 9.2074 | 40 | 0 | 4.3721 | 4.3721 | 0.52088 | 4.3721 | 0 | 0.80962 | 0 | 0 | 3.1776e-15
2025-03-31 21:00 | 0 | 0 | 128.8988 | 90 | 0 | 0 | 0.73846 | 4.5281e-15 | 4.5281e-15 | 0 | 0 | 0.73846 | 0.8123 | 0 | 4.7665e-15 | 4.5281e-15 | 0 | 0 | 5.143 | 4.7665e-15 | 0 | 4.7665e-15 | 0 | 9.2074 | 40 | 0 | 4.3866 | 4.3866 | 0.52261 | 4.3866 | 0 | 0.8123 | 0 | 0 | 4.7665e-15
2025-03-31 22:00 | 0 | 0 | 146.4862 | 90 | 0 | 0 | 0.74381 | 4.5281e-15 | 4.5281e-15 | 0 | 0 | 0.74381 | 0.81819 | 0 | 4.7665e-15 | 4.5281e-15 | 0 | 0 | 5.143 | 4.7665e-15 | 0 | 4.7665e-15 | 0 | 9.2074 | 40 | 0 | 4.4184 | 4.4184 | 0.52639 | 4.4184 | 0 | 0.81819 | 0 | 0 | 4.7665e-15
2025-03-31 23:00 | 0 | 0 | 169.8399 | 90 | 0 | 0 | 0.85788 | 4.5281e-15 | 4.5281e-15 | 0 | 0 | 0.85788 | 0.94367 | 0 | 4.7665e-15 | 4.5281e-15 | 0 | 0 | 5.143 | 4.7665e-15 | 0 | 4.7665e-15 | 0 | 9.2074 | 40 | 0 | 5.096 | 5.096 | 0.60712 | 5.096 | 0 | 0.94367 | 0 | 0 | 4.7665e-15
2025-04-01 | 0 | 0 | -164.3188 | 90 | 0 | 0 | 0.32301 | 4.5281e-15 | 4.5281e-15 | 0 | 0 | 0.32301 | 0.35531 | 0 | 4.7665e-15 | 4.5281e-15 | 0 | 0 | 5.143 | 4.7665e-15 | 0 | 4.7665e-15 | 0 | 9.2074 | 40 | 0 | 1.6458 | 1.6458 | 0.19608 | 1.6458 | 0 | 0.35531 | 0 | 0 | 4.7665e-15
2025-04-01 01:00 | 0 | 0 | -142.3419 | 90 | 0 | 0 | 0.48596 | 4.5281e-15 | 4.5281e-15 | 0 | 0 | 0.48596 | 0.53456 | 0 | 4.7665e-15 | 4.5281e-15 | 0 | 0 | 5.143 | 4.7665e-15 | 0 | 4.7665e-15 | 0 | 9.2074 | 40 | 0 | 2.4761 | 2.4761 | 0.295 | 2.4761 | 0 | 0.53456 | 0 | 0 | 4.7665e-15
2025-04-01 02:00 | 0 | 0 | -126.0196 | 90 | 0 | 0 | 0.32986 | 4.5281e-15 | 4.5281e-15 | 0 | 0 | 0.32986 | 0.36284 | 0 | 4.7665e-15 | 4.5281e-15 | 0 | 0 | 5.143 | 4.7665e-15 | 0 | 4.7665e-15 | 0 | 9.2074 | 40 | 0 | 1.6807 | 1.6807 | 0.20023 | 1.6807 | 0 | 0.36284 | 0 | 0 | 4.7665e-15
2025-04-01 03:00 | 0 | 0 | -113.9386 | 90 | 0 | 0 | 0.40129 | 4.5281e-15 | 4.5281e-15 | 0 | 0 | 0.40129 | 0.44142 | 0 | 4.7665e-15 | 4.5281e-15 | 0 | 0 | 5.143 | 4.7665e-15 | 0 | 4.7665e-15 | 0 | 9.2074 | 40 | 0 | 2.0447 | 2.0447 | 0.2436 | 2.0447 | 0 | 0.44142 | 0 | 0 | 4.7665e-15
2025-04-01 04:00 | 0 | 0 | -104.3801 | 90 | 0 | 0 | 0.27476 | 4.5281e-15 | 4.5281e-15 | 0 | 0 | 0.27476 | 0.30224 | 0 | 4.7665e-15 | 4.5281e-15 | 0 | 0 | 5.143 | 4.7665e-15 | 0 | 4.7665e-15 | 0 | 9.2074 | 40 | 0 | 1.4 | 1.4 | 0.16679 | 1.4 | 0 | 0.30224 | 0 | 0 | 4.7665e-15
2025-04-01 05:00 | 0.0063929 | 0 | -96.1146 | 90 | 0 | 0 | 0.36886 | 4.5281e-15 | 4.5281e-15 | 0 | 0 | 0.36886 | 0.40574 | 0 | 4.7665e-15 | 4.5281e-15 | 0 | 0 | 5.143 | 4.7665e-15 | 0 | 4.7665e-15 | 0 | 9.2074 | 40 | 0 | 1.8794 | 1.8794 | 0.22391 | 1.8794 | 0 | 0.40574 | 0 | 0 | 4.7665e-15
2025-04-01 06:00 | 0.14373 | 9.7498 | -88.2509 | 80.7933 | 0.1378 | 0.43821 | 0.43701 | 0.4163 | 0.4163 | 105.2632 | 0 | 0.020705 | 0.39745 | 0.43821 | 0.43821 | 0.4163 | 0 | 0 | 5.143 | 4.7665e-15 | 0 | 4.7665e-15 | 0 | 9.2074 | 40 | 0 | 2.2267 | 2.2267 | 0.26528 | 2.2267 | 0 | 0.48071 | 0.35057 | 0 | 0.43821
2025-04-01 07:00 | 0.38079 | 22.449 | -79.9791 | 65.8261 | 0.40986 | 1.3034 | 0.29067 | 0.29067 | 0.29067 | 448.418 | 0 | 0 | 0.072089 | 1.3034 | 0.30597 | 0.29067 | 0 | 0 | 5.143 | 6.3553e-15 | 0.99746 | 0 | 0.99746 | 10.0995 | 43.8758 | 0 | 1.4811 | 1.4811 | 0.17645 | 1.4811 | 0 | 0.31974 | 1.0427 | 0 | 1.3034
2025-04-01 08:00 | 0.59331 | 34.7925 | -70.292 | 50.8679 | 0.65879 | 2.0951 | 0.39206 | 0.39206 | 0.39206 | 534.3679 | 0 | 0 | 0 | 2.0951 | 0.4127 | 0.39206 | 0 | 0 | 5.143 | 0.79797 | 1.6824 | 0 | 1.6824 | 11.6043 | 50.413 | 0 | 1.9977 | 1.9977 | 0.238 | 1.9977 | 0 | 0.43127 | 1.6761 | 0 | 2.893
2025-04-01 09:00 | 0.82908 | 46.2794 | -57.5817 | 35.933 | 0.93396 | 2.9702 | 0.4065 | 0.4065 | 0.4065 | 730.6753 | 0 | 0 | 0 | 2.9702 | 0.42789 | 0.4065 | 0 | 0 | 5.143 | 2.1439 | 2.5423 | 0 | 2.5423 | 13.8781 | 60.2915 | 0 | 2.0712 | 2.0712 | 0.24676 | 2.0712 | 0 | 0.44715 | 2.3761 | 0 | 5.114
2025-04-01 10:00 | 0.89713 | 55.8768 | -39.1253 | 21.0739 | 1.0154 | 3.2292 | 0.41914 | 0.41914 | 0.41914 | 770.4225 | 0 | 0 | 0 | 3.2292 | 0.4412 | 0.41914 | 0 | 0 | 4.3281 | 4.1777 | 2.788 | 0 | 2.788 | 16.3718 | 71.1248 | 0 | 2.1357 | 2.1357 | 0.25444 | 2.1357 | 0 | 0.46106 | 2.5833 | 0 | 7.4069
2025-04-01 11:00 | 0.96713 | 61.4963 | -12.1468 | 6.8124 | 1.0974 | 3.4899 | 0.36554 | 0.36554 | 0.36554 | 954.7153 | 0.34919 | 0 | 0 | 3.4899 | 0.38478 | 0.36554 | 0 | 0 | 2.7559 | 6.0061 | 2.7559 | 0 | 2.7559 | 18.8368 | 81.8335 | 0 | 1.8626 | 1.8626 | 0.2219 | 1.8626 | 0 | 0.4021 | 2.7919 | 0 | 9.4961
2025-04-01 12:00 | 0.97552 | 60.7041 | 19.0858 | 9.9047 | 1.1069 | 3.5202 | 0.95131 | 0.95131 | 0.95131 | 370.0403 | 1.2088 | 0 | 0 | 3.5202 | 1.0014 | 0.95131 | 0 | 0 | 1.3101 | 6.0061 | 1.3101 | 0 | 1.3101 | 20.0085 | 86.9241 | 0 | 4.8472 | 4.8472 | 0.57748 | 4.8472 | 0 | 1.0464 | 2.8162 | 0 | 9.5264
2025-04-01 13:00 | 0.66005 | 53.9248 | 44.0625 | 24.4783 | 0.71689 | 2.2798 | 0.59535 | 0.59535 | 0.59535 | 382.9398 | 0.71018 | 0 | 0 | 2.2798 | 0.62669 | 0.59535 | 0 | 0 | 0.94298 | 6.0061 | 0.94298 | 0 | 0.94298 | 20.852 | 90.5883 | 0 | 3.0335 | 3.0335 | 0.3614 | 3.0335 | 0 | 0.65489 | 1.8239 | 0 | 8.286
2025-04-01 14:00 | 0.64139 | 43.7535 | 60.8948 | 39.3653 | 0.71065 | 2.26 | 0.62118 | 0.62118 | 0.62118 | 363.8231 | 0.92738 | 0 | 0 | 2.26 | 0.65387 | 0.62118 | 0 | 0 | 0.67874 | 6.0061 | 0.67874 | 0 | 0.67874 | 21.4591 | 93.2256 | 0 | 3.1651 | 3.1651 | 0.37708 | 3.1651 | 0 | 0.6833 | 1.808 | 0 | 8.2661
2025-04-01 15:00 | 0.60648 | 32.0052 | 72.7155 | 54.3078 | 0.6719 | 2.1368 | 0.82354 | 0.82354 | 0.82354 | 259.4606 | 0.78134 | 0 | 0 | 2.1368 | 0.86689 | 0.82354 | 0 | 0 | 0.48854 | 6.0061 | 0.48854 | 0 | 0.48854 | 21.896 | 95.1239 | 0 | 4.1962 | 4.1962 | 0.49992 | 4.1962 | 0 | 0.9059 | 1.7094 | 0 | 8.1429
2025-04-01 16:00 | 0.34322 | 19.5463 | 81.9647 | 69.2689 | 0.36548 | 1.1623 | 0.51655 | 0.51655 | 0.51655 | 225.0112 | 0.26692 | 0 | 0 | 1.1623 | 0.54374 | 0.51655 | 0 | 0 | 0.35164 | 6.0061 | 0.35164 | 0 | 0.35164 | 22.2105 | 96.4903 | 0 | 2.632 | 2.632 | 0.31356 | 2.632 | 0 | 0.5682 | 0.92984 | 0 | 7.1684
2025-04-01 17:00 | 0.07733 | 6.8111 | 90.0658 | 84.2371 | 0.07082 | 0.22522 | 0.84837 | 0.84837 | 0.84837 | 26.5474 | 0 | 1.1102e-16 | 0 | 0.22522 | 0.89302 | 0.84837 | 0 | 0 | 0.2531 | 6.0061 | 0 | 0.6678 | -0.6678 | 21.4639 | 93.2467 | 0 | 4.3227 | 4.3227 | 0.51499 | 4.3227 | 0 | 0.9332 | 0.18018 | 0 | 6.2314
2025-04-01 18:00 | 0.0001774 | 0 | 97.9513 | 90 | 0 | 0 | 0.72033 | 0.72033 | 0.72033 | 0 | 0 | 0 | 0 | 0 | 0.75824 | 0.72033 | 0 | 0 | 0.9628 | 6.0061 | 0 | 0.75824 | -0.75824 | 20.6162 | 89.5639 | 0 | 3.6703 | 3.6703 | 0.43726 | 3.6703 | 0 | 0.79236 | 0 | 0 | 6.0061
2025-04-01 19:00 | 0 | 0 | 106.4272 | 90 | 0 | 0 | 0.86851 | 0.86851 | 0.86851 | 0 | 0 | 1.1102e-16 | 0 | 0 | 0.91422 | 0.86851 | 0 | 0 | 1.5882 | 6.0061 | 0 | 0.91422 | -0.91422 | 19.594 | 85.1234 | 0 | 4.4253 | 4.4253 | 0.52722 | 4.4253 | 0 | 0.95536 | 0 | 0 | 6.0061
2025-04-01 20:00 | 0 | 0 | 116.4398 | 90 | 0 | 0 | 0.67106 | 0.67106 | 0.67106 | 0 | 0 | 1.1102e-16 | 0 | 0 | 0.70638 | 0.67106 | 0 | 0 | 2.2673 | 6.0061 | 0 | 0.70638 | -0.70638 | 18.8043 | 81.6924 | 0 | 3.4192 | 3.4192 | 0.40736 | 3.4192 | 0 | 0.73816 | 0 | 0 | 6.0061
2025-04-01 21:00 | 0 | 0 | 129.3291 | 90 | 0 | 0 | 0.72975 | 0.72975 | 0.72975 | 0 | 0 | 1.1102e-16 | 0 | 0 | 0.76816 | 0.72975 | 0 | 0 | 2.6981 | 6.0061 | 0 | 0.76816 | -0.76816 | 17.9455 | 77.9614 | 0 | 3.7183 | 3.7183 | 0.44298 | 3.7183 | 0 | 0.80273 | 0 | 0 | 6.0061
2025-04-01 22:00 | 0 | 0 | 146.8848 | 90 | 0 | 0 | 0.63951 | 0.63951 | 0.63951 | 0 | 0 | 1.1102e-16 | 0 | 0 | 0.67317 | 0.63951 | 0 | 0 | 3.1893 | 6.0061 | 0 | 0.67317 | -0.67317 | 17.1928 | 74.6917 | 0 | 3.2585 | 3.2585 | 0.38821 | 3.2585 | 0 | 0.70346 | 0 | 0 | 6.0061
2025-04-01 23:00 | 0 | 0 | 170.0779 | 90 | 0 | 0 | 0.72381 | 0.72381 | 0.72381 | 0 | 0 | 0 | 0 | 0 | 0.76191 | 0.72381 | 0 | 0 | 3.588 | 6.0061 | 0 | 0.76191 | -0.76191 | 16.341 | 70.991 | 0 | 3.688 | 3.688 | 0.43938 | 3.688 | 0 | 0.79619 | 0 | 0 | 6.0061
2025-04-02 | 0 | 0 | -164.3434 | 90 | 0 | 0 | 0.29541 | 0.29541 | 0.29541 | 0 | 0 | 5.5511e-17 | 0 | 0 | 0.31096 | 0.29541 | 0 | 0 | 4.0778 | 6.0061 | 0 | 0.31096 | -0.31096 | 15.9933 | 69.4806 | 0 | 1.5052 | 1.5052 | 0.17932 | 1.5052 | 0 | 0.32495 | 0 | 0 | 6.0061
2025-04-02 01:00 | 0 | 0 | -142.5493 | 90 | 0 | 0 | 0.46766 | 0.46766 | 0.46766 | 0 | 0 | 5.5511e-17 | 0 | 0 | 0.49227 | 0.46766 | 0 | 0 | 4.1544 | 6.0061 | 0 | 0.49227 | -0.49227 | 15.4429 | 67.0896 | 0 | 2.3829 | 2.3829 | 0.28389 | 2.3829 | 0 | 0.51443 | 0 | 0 | 6.0061
2025-04-02 02:00 | 0 | 0 | -126.2971 | 90 | 0 | 0 | 0.38351 | 0.38351 | 0.38351 | 0 | 0 | 5.5511e-17 | 0 | 0 | 0.4037 | 0.38351 | 0 | 0 | 4.4594 | 5.5773 | 0 | 0.4037 | -0.4037 | 14.9916 | 65.1288 | 0 | 1.9541 | 1.9541 | 0.23281 | 1.9541 | 0 | 0.42186 | 0 | 0 | 5.5773
2025-04-02 03:00 | 0 | 0 | -114.2325 | 90 | 0 | 0 | 0.31227 | 0.31227 | 0.31227 | 0 | 0 | 5.5511e-17 | 0 | 0 | 0.3287 | 0.31227 | 0 | 0 | 4.6858 | 5.1736 | 0 | 0.3287 | -0.3287 | 14.6241 | 63.5322 | 0 | 1.5911 | 1.5911 | 0.18956 | 1.5911 | 0 | 0.34349 | 0 | 0 | 5.1736
2025-04-02 04:00 | 0 | 0 | -104.6752 | 90 | 0 | 0 | 0.3749 | 0.3749 | 0.3749 | 0 | 0 | 0 | 0 | 0 | 0.39464 | 0.3749 | 0 | 0 | 4.859 | 4.8449 | 0 | 0.39464 | -0.39464 | 14.1829 | 61.6154 | 0 | 1.9103 | 1.9103 | 0.22758 | 1.9103 | 0 | 0.4124 | 0 | 0 | 4.8449
2025-04-02 05:00 | 0.0068485 | 0 | -96.411 | 90 | 0 | 0 | 0.47841 | 0.47841 | 0.47841 | 0 | 0 | 5.5511e-17 | 0 | 0 | 0.50358 | 0.47841 | 0 | 0 | 5.109 | 4.4502 | 0 | 0.50358 | -0.50358 | 13.6199 | 59.1695 | 0 | 2.4376 | 2.4376 | 0.29041 | 2.4376 | 0 | 0.52625 | 0 | 0 | 4.4502
2025-04-02 06:00 | 0.11924 | 10.0252 | -88.5539 | 80.7183 | 0.11294 | 0.35917 | 0.42758 | 0.42758 | 0.42758 | 83.9995 | 0 | 0 | 0 | 0.35917 | 0.45009 | 0.42758 | 0 | 0 | 5.143 | 3.9467 | 0 | 0.09092 | -0.09092 | 13.5182 | 58.7279 | 0 | 2.1787 | 2.1787 | 0.25956 | 2.1787 | 0 | 0.47034 | 0.28733 | 0 | 4.3058
2025-04-02 07:00 | 0.2117 | 22.7312 | -80.2954 | 65.7588 | 0.20673 | 0.65744 | 0.38113 | 0.38113 | 0.38113 | 172.4969 | 0 | 0 | 0 | 0.65744 | 0.40119 | 0.38113 | 0 | 0 | 5.143 | 3.8557 | 0.25625 | 0 | 0.25625 | 13.7474 | 59.7236 | 0 | 1.942 | 1.942 | 0.23136 | 1.942 | 0 | 0.41924 | 0.52595 | 0 | 4.5132
2025-04-02 08:00 | 0.3745 | 35.0929 | -70.6254 | 50.8104 | 0.38031 | 1.2094 | 0.21495 | 0.21495 | 0.21495 | 562.6594 | 0 | 0 | 0 | 1.2094 | 0.22626 | 0.21495 | 0 | 0 | 5.143 | 4.0607 | 0.98318 | 0 | 0.98318 | 14.6268 | 63.5439 | 0 | 1.0952 | 1.0952 | 0.13048 | 1.0952 | 0 | 0.23645 | 0.96756 | 0 | 5.2702
2025-04-02 09:00 | 0.60002 | 46.6122 | -57.9194 | 35.8908 | 0.64861 | 2.0627 | 0.47042 | 0.47042 | 0.47042 | 438.4805 | 0 | 0 | 0 | 2.0627 | 0.49517 | 0.47042 | 0 | 0 | 4.4555 | 4.8473 | 1.5675 | 0 | 1.5675 | 16.0288 | 69.6348 | 0 | 2.3969 | 2.3969 | 0.28556 | 2.3969 | 0 | 0.51746 | 1.6501 | 0 | 6.91
2025-04-02 10:00 | 0.61177 | 56.2548 | -39.3912 | 21.0649 | 0.64595 | 2.0542 | 0.49975 | 0.49975 | 0.49975 | 411.0536 | 0 | 0 | 0 | 2.0542 | 0.52605 | 0.49975 | 0 | 0 | 3.4529 | 6.0061 | 1.5282 | 0 | 1.5282 | 17.3956 | 75.5728 | 0 | 2.5464 | 2.5464 | 0.30336 | 2.5464 | 0 | 0.54972 | 1.6434 | 0 | 8.0604
2025-04-02 11:00 | 0.28643 | 61.9023 | -12.1331 | 6.9664 | 0.27191 | 0.86471 | 0.54435 | 0.54435 | 0.54435 | 158.8508 | 0 | 0 | 0 | 0.86471 | 0.573 | 0.54435 | 0 | 0 | 2.6034 | 6.0061 | 0.2917 | 0 | 0.2917 | 17.6566 | 76.7063 | 0 | 2.7736 | 2.7736 | 0.33044 | 2.7736 | 0 | 0.59879 | 0.69176 | 0 | 6.8709
2025-04-02 12:00 | 0.53413 | 61.0639 | 19.4728 | 10.1286 | 0.53988 | 1.7169 | 0.69948 | 0.69948 | 0.69948 | 245.4545 | 0 | 0 | 0 | 1.7169 | 0.73629 | 0.69948 | 0 | 0 | 2.6909 | 6.0061 | 0.98061 | 0 | 0.98061 | 18.5337 | 80.5166 | 0 | 3.5641 | 3.5641 | 0.42461 | 3.5641 | 0 | 0.76943 | 1.3735 | 0 | 7.7231
2025-04-02 13:00 | 0.40839 | 54.1972 | 44.5757 | 24.615 | 0.39895 | 1.2687 | 1.0676 | 1.0676 | 1.0676 | 118.8445 | 0 | 0 | 0 | 1.2687 | 1.1237 | 1.0676 | 0 | 0 | 2.1531 | 6.0061 | 0.14499 | 0 | 0.14499 | 18.6633 | 81.08 | 0 | 5.4395 | 5.4395 | 0.64805 | 5.4395 | 0 | 1.1743 | 1.015 | 0 | 7.2749
2025-04-02 14:00 | 0.31267 | 43.9588 | 61.3807 | 39.4767 | 0.3014 | 0.9585 | 0.96982 | 0.96982 | 0.96982 | 98.8331 | 0 | 0 | 0 | 0.9585 | 1.0209 | 0.96982 | 0 | 0 | 2.2427 | 6.0061 | 0 | 0.06236 | -0.06236 | 18.5936 | 80.7772 | 0 | 4.9415 | 4.9415 | 0.58872 | 4.9415 | 0 | 1.0668 | 0.7668 | 0 | 6.9647
2025-04-02 15:00 | 0.32612 | 32.1707 | 73.1532 | 54.4061 | 0.32654 | 1.0384 | 0.84185 | 0.84185 | 0.84185 | 123.3523 | 0 | 0 | 0 | 1.0384 | 0.88616 | 0.84185 | 0 | 0 | 2.4012 | 6.0061 | 0.15228 | 0 | 0.15228 | 18.7298 | 81.3689 | 0 | 4.2895 | 4.2895 | 0.51103 | 4.2895 | 0 | 0.92604 | 0.83076 | 0 | 7.0446
2025-04-02 16:00 | 0.26433 | 19.6919 | 82.3672 | 69.3582 | 0.27058 | 0.86048 | 1.0897 | 1.0897 | 1.0897 | 78.9618 | 0 | 0 | 0 | 0.86048 | 1.1471 | 1.0897 | 0 | 0 | 2.3272 | 6.0061 | 0 | 0.28662 | -0.28662 | 18.4094 | 79.9767 | 0 | 5.5526 | 5.5526 | 0.66151 | 5.5526 | 0 | 1.1987 | 0.68838 | 0 | 6.8666
2025-04-02 17:00 | 0.10196 | 6.9509 | 90.4498 | 84.319 | 0.088083 | 0.28012 | 0.7392 | 0.7392 | 0.7392 | 37.8951 | 0 | 1.1102e-16 | 0 | 0.28012 | 0.7781 | 0.7392 | 0 | 0 | 2.6185 | 6.0061 | 0 | 0.49798 | -0.49798 | 17.8526 | 77.558 | 0 | 3.7664 | 3.7664 | 0.44872 | 3.7664 | 0 | 0.81312 | 0.2241 | 0 | 6.2863
2025-04-02 18:00 | 0.00027455 | 0 | 98.3323 | 90 | 0 | 0 | 0.66595 | 0.66595 | 0.66595 | 0 | 0 | 1.1102e-16 | 0 | 0 | 0.701 | 0.66595 | 0 | 0 | 3.0359 | 6.0061 | 0 | 0.701 | -0.701 | 17.0689 | 74.1531 | 0 | 3.3932 | 3.3932 | 0.40426 | 3.3932 | 0 | 0.73255 | 0 | 0 | 6.0061
2025-04-02 19:00 | 0 | 0 | 106.8184 | 90 | 0 | 0 | 0.70099 | 0.70099 | 0.70099 | 0 | 0 | 0 | 0 | 0 | 0.73789 | 0.70099 | 0 | 0 | 3.575 | 6.0061 | 0 | 0.73789 | -0.73789 | 16.2439 | 70.5691 | 0 | 3.5718 | 3.5718 | 0.42553 | 3.5718 | 0 | 0.77109 | 0 | 0 | 6.0061
2025-04-02 20:00 | 0 | 0 | 116.8507 | 90 | 0 | 0 | 1.195 | 1.195 | 1.195 | 0 | 0 | 0 | 0.058407 | 0 | 1.2579 | 1.195 | 0 | 0 | 4.0894 | 6.0061 | 0 | 1.2579 | -1.2579 | 14.8375 | 64.4595 | 0 | 6.0888 | 6.0888 | 0.72539 | 6.0888 | 0 | 1.3145 | 0 | 0 | 6.0061
2025-04-02 21:00 | 0 | 0 | 129.7551 | 90 | 0 | 0 | 0.98566 | 0.98566 | 0.98566 | 0 | 0 | 1.1102e-16 | 0 | 0 | 1.0375 | 0.98566 | 0 | 0 | 5.0392 | 5.0358 | 0 | 1.0375 | -1.0375 | 13.6775 | 59.42 | 0 | 5.0223 | 5.0223 | 0.59833 | 5.0223 | 0 | 1.0842 | 0 | 0 | 5.0358
2025-04-02 22:00 | 0 | 0 | 147.2771 | 90 | 0 | 0 | 0.78121 | 0.78121 | 0.78121 | 0 | 0 | 0 | 0 | 0 | 0.82232 | 0.78121 | 0 | 0 | 5.143 | 3.9982 | 0 | 0.82232 | -0.82232 | 12.7581 | 55.4258 | 0 | 3.9805 | 3.9805 | 0.47422 | 3.9805 | 0 | 0.85933 | 0 | 0 | 3.9982
2025-04-02 23:00 | 0 | 0 | 170.3108 | 90 | 0 | 0 | 0.97193 | 0.97193 | 0.97193 | 0 | 0 | 1.1102e-16 | 0 | 0 | 1.0231 | 0.97193 | 0 | 0 | 5.143 | 3.1759 | 0 | 1.0231 | -1.0231 | 11.6143 | 50.4566 | 0 | 4.9523 | 4.9523 | 0.58999 | 4.9523 | 0 | 1.0691 | 0 | 0 | 3.1759
2025-04-03 | 0 | 0 | -164.3678 | 90 | 0 | 0 | 0.28156 | 0.28156 | 0.28156 | 0 | 0 | 5.5511e-17 | 0 | 0 | 0.29638 | 0.28156 | 0 | 0 | 5.143 | 2.1528 | 0 | 0.29638 | -0.29638 | 11.2829 | 49.017 | 0 | 1.4346 | 1.4346 | 0.17092 | 1.4346 | 0 | 0.30972 | 0 | 0 | 2.1528
2025-04-03 01:00 | 0 | 0 | -142.7533 | 90 | 0 | 0 | 0.45596 | 0.45596 | 0.45596 | 0 | 0 | 0 | 0 | 0 | 0.47995 | 0.45596 | 0 | 0 | 5.143 | 1.8565 | 0 | 0.47995 | -0.47995 | 10.7463 | 46.6859 | 0 | 2.3232 | 2.3232 | 0.27678 | 2.3232 | 0 | 0.50155 | 0 | 0 | 1.8565
2025-04-03 02:00 | 0 | 0 | -126.5713 | 90 | 0 | 0 | 0.27306 | 0.27306 | 0.27306 | 0 | 0 | 5.5511e-17 | 0 | 0 | 0.28743 | 0.27306 | 0 | 0 | 5.143 | 1.3765 | 0 | 0.28743 | -0.28743 | 10.425 | 45.2897 | 0 | 1.3913 | 1.3913 | 0.16576 | 1.3913 | 0 | 0.30037 | 0 | 0 | 1.3765
2025-04-03 03:00 | 0 | 0 | -114.524 | 90 | 0 | 0 | 0.46697 | 0.46697 | 0.46697 | 0 | 0 | 5.5511e-17 | 0 | 0 | 0.49155 | 0.46697 | 0 | 0 | 5.143 | 1.0891 | 0 | 0.49155 | -0.49155 | 9.8754 | 42.9022 | 0 | 2.3794 | 2.3794 | 0.28347 | 2.3794 | 0 | 0.51367 | 0 | 0 | 1.0891
2025-04-03 04:00 | 0 | 0 | -104.9687 | 90 | 0 | 0 | 0.33181 | 0.33181 | 0.33181 | 0 | 0 | 5.5511e-17 | 0 | 0 | 0.34927 | 0.33181 | 0 | 0 | 5.143 | 0.59752 | 0 | 0.34927 | -0.34927 | 9.4849 | 41.2058 | 0 | 1.6907 | 1.6907 | 0.20142 | 1.6907 | 0 | 0.36499 | 0 | 0 | 0.59752
2025-04-03 05:00 | 0.0053734 | 0 | -96.7064 | 90 | 0 | 0 | 0.34879 | 0.23584 | 0.23584 | 0 | 0 | 0.11295 | 0.14783 | 0 | 0.24825 | 0.23584 | 0 | 0 | 5.143 | 0.24825 | 0 | 0.24825 | -0.24825 | 9.2074 | 40 | 0 | 1.7772 | 1.7772 | 0.21173 | 1.7772 | 0 | 0.38367 | 0 | 0 | 0.24825
2025-04-03 06:00 | 0.12624 | 10.2992 | -88.8566 | 80.6442 | 0.11845 | 0.3767 | 0.45144 | 0.35786 | 0.35786 | 105.2632 | 0 | 0.093579 | 0.42501 | 0.3767 | 0.3767 | 0.35786 | 0 | 0 | 5.143 | 0 | 0 | 0 | 0 | 9.2074 | 40 | 0 | 2.3002 | 2.3002 | 0.27404 | 2.3002 | 0 | 0.49659 | 0.30136 | 0 | 0.3767
2025-04-03 07:00 | 0.19835 | 23.0117 | -80.6122 | 65.6932 | 0.19179 | 0.60993 | 0.31713 | 0.31713 | 0.31713 | 192.3279 | 0 | 0 | 0.23296 | 0.60993 | 0.33382 | 0.31713 | 0 | 0 | 5.143 | 0 | 0.27611 | 0 | 0.27611 | 9.4543 | 41.0729 | 0 | 1.6159 | 1.6159 | 0.19251 | 1.6159 | 0 | 0.34884 | 0.48794 | 0 | 0.60993
2025-04-03 08:00 | 0.28631 | 35.3913 | -70.9604 | 50.7555 | 0.27786 | 0.88363 | 0.34908 | 0.34908 | 0.34908 | 253.1287 | 0 | 0 | 0.0062594 | 0.88363 | 0.36746 | 0.34908 | 0 | 0 | 5.143 | 0.22089 | 0.51617 | 0 | 0.51617 | 9.916 | 43.0786 | 0 | 1.7787 | 1.7787 | 0.21191 | 1.7787 | 0 | 0.38399 | 0.7069 | 0 | 1.1045
2025-04-03 09:00 | 0.4743 | 46.943 | -58.2604 | 35.8528 | 0.48326 | 1.5369 | 0.35812 | 0.35812 | 0.35812 | 429.1414 | 0 | 0 | 0 | 1.5369 | 0.37697 | 0.35812 | 0 | 0 | 5.143 | 0.63383 | 1.1599 | 0 | 1.1599 | 10.9534 | 47.5855 | 0 | 1.8247 | 1.8247 | 0.21739 | 1.8247 | 0 | 0.39394 | 1.2295 | 0 | 2.1707
2025-04-03 10:00 | 0.59099 | 56.631 | -39.6618 | 21.0635 | 0.61654 | 1.9607 | 0.35783 | 0.35783 | 0.35783 | 547.9509 | 0 | 0 | 0 | 1.9607 | 0.37666 | 0.35783 | 0 | 0 | 5.143 | 1.5617 | 1.584 | 0 | 1.584 | 12.3703 | 53.7407 | 0 | 1.8232 | 1.8232 | 0.21721 | 1.8232 | 0 | 0.39361 | 1.5686 | 0 | 3.5224
2025-04-03 11:00 | 0.44748 | 62.3071 | -12.1194 | 7.1397 | 0.43736 | 1.3909 | 0.22843 | 0.22843 | 0.22843 | 608.9018 | 0 | 0 | 0 | 1.3909 | 0.24045 | 0.22843 | 0 | 0 | 5.143 | 2.829 | 1.1504 | 0 | 1.1504 | 13.3992 | 58.211 | 0 | 1.1639 | 1.1639 | 0.13866 | 1.1639 | 0 | 0.25127 | 1.1127 | 0 | 4.2199
2025-04-03 12:00 | 0.39747 | 61.4216 | 19.8672 | 10.3626 | 0.38366 | 1.2201 | 0.70513 | 0.70513 | 0.70513 | 173.0326 | 0 | 0 | 0 | 1.2201 | 0.74224 | 0.70513 | 0 | 0 | 4.8923 | 3.7493 | 0.47786 | 0 | 0.47786 | 13.8267 | 60.0678 | 0 | 3.5928 | 3.5928 | 0.42804 | 3.5928 | 0 | 0.77564 | 0.97608 | 0 | 4.9694
2025-04-03 13:00 | 0.33322 | 54.4667 | 45.0938 | 24.7566 | 0.31904 | 1.0146 | 0.90182 | 0.90182 | 0.90182 | 112.5054 | 0 | 0 | 0 | 1.0146 | 0.94929 | 0.90182 | 0 | 0 | 4.8104 | 4.1316 | 0.065312 | 0 | 0.065312 | 13.8851 | 60.3216 | 0 | 4.5951 | 4.5951 | 0.54744 | 4.5951 | 0 | 0.992 | 0.81168 | 0 | 5.1462
2025-04-03 14:00 | 0.36595 | 44.1615 | 61.8684 | 39.5908 | 0.35865 | 1.1406 | 0.73687 | 0.73687 | 0.73687 | 154.7832 | 0 | 0 | 0 | 1.1406 | 0.77566 | 0.73687 | 0 | 0 | 4.9368 | 4.1839 | 0.3649 | 0 | 0.3649 | 14.2114 | 61.7395 | 0 | 3.7546 | 3.7546 | 0.44731 | 3.7546 | 0 | 0.81056 | 0.91245 | 0 | 5.3244
2025-04-03 15:00 | 0.38997 | 32.3343 | 73.5911 | 54.5058 | 0.40306 | 1.2818 | 0.72469 | 0.72469 | 0.72469 | 176.8747 | 0 | 0 | 0 | 1.2818 | 0.76283 | 0.72469 | 0 | 0 | 4.7587 | 4.4758 | 0.51896 | 0 | 0.51896 | 14.6756 | 63.756 | 0 | 3.6925 | 3.6925 | 0.43991 | 3.6925 | 0 | 0.79716 | 1.0254 | 0 | 5.7576
2025-04-03 16:00 | 0.20688 | 19.8362 | 82.7691 | 69.4481 | 0.20312 | 0.64595 | 0.53835 | 0.53835 | 0.53835 | 119.9879 | 0 | 0 | 0 | 0.64595 | 0.56668 | 0.53835 | 0 | 0 | 4.4681 | 4.891 | 0.07927 | 0 | 0.07927 | 14.7465 | 64.064 | 0 | 2.743 | 2.743 | 0.3268 | 2.743 | 0 | 0.59218 | 0.51676 | 0 | 5.5369
2025-04-03 17:00 | 0.06573 | 7.0901 | 90.8329 | 84.4009 | 0.060488 | 0.19236 | 0.57557 | 0.57557 | 0.57557 | 33.4213 | 0 | 1.1102e-16 | 0 | 0.19236 | 0.60586 | 0.57557 | 0 | 0 | 4.511 | 4.9544 | 0 | 0.4135 | -0.4135 | 14.2842 | 62.0556 | 0 | 2.9327 | 2.9327 | 0.34939 | 2.9327 | 0 | 0.63313 | 0.15389 | 0 | 5.1467
2025-04-03 18:00 | 0.00041379 | 0 | 98.7118 | 90 | 0 | 0 | 0.69731 | 0.69731 | 0.69731 | 0 | 0 | 1.1102e-16 | 0 | 0 | 0.73401 | 0.69731 | 0 | 0 | 4.9354 | 4.5409 | 0 | 0.73401 | -0.73401 | 13.4636 | 58.4904 | 0 | 3.553 | 3.553 | 0.42329 | 3.553 | 0 | 0.76704 | 0 | 0 | 4.5409
2025-04-03 19:00 | 0 | 0 | 107.2076 | 90 | 0 | 0 | 1.0593 | 1.0593 | 1.0593 | 0 | 0 | 0 | 0 | 0 | 1.115 | 1.0593 | 0 | 0 | 5.143 | 3.8069 | 0 | 1.115 | -1.115 | 12.2169 | 53.0746 | 0 | 5.3973 | 5.3973 | 0.64302 | 5.3973 | 0 | 1.1652 | 0 | 0 | 3.8069
2025-04-03 20:00 | 0 | 0 | 117.2586 | 90 | 0 | 0 | 0.90252 | 0.90252 | 0.90252 | 0 | 0 | 1.1102e-16 | 0 | 0 | 0.95002 | 0.90252 | 0 | 0 | 5.143 | 2.6918 | 0 | 0.95002 | -0.95002 | 11.1548 | 48.4603 | 0 | 4.5986 | 4.5986 | 0.54786 | 4.5986 | 0 | 0.99277 | 0 | 0 | 2.6918
2025-04-03 21:00 | 0 | 0 | 130.1764 | 90 | 0 | 0 | 0.97659 | 0.97659 | 0.97659 | 0 | 0 | 1.1102e-16 | 0 | 0 | 1.028 | 0.97659 | 0 | 0 | 5.143 | 1.7418 | 0 | 1.028 | -1.028 | 10.0054 | 43.4672 | 0 | 4.976 | 4.976 | 0.59282 | 4.976 | 0 | 1.0742 | 0 | 0 | 1.7418
2025-04-03 22:00 | 0 | 0 | 147.6629 | 90 | 0 | 0 | 0.82675 | 0.67814 | 0.67814 | 0 | 0 | 0.14861 | 0.23129 | 0 | 0.71383 | 0.67814 | 0 | 0 | 5.143 | 0.71383 | 0 | 0.71383 | -0.71383 | 9.2074 | 40 | 0 | 4.2126 | 4.2126 | 0.50187 | 4.2126 | 0 | 0.90943 | 0 | 0 | 0.71383
2025-04-03 23:00 | 0 | 0 | 170.5385 | 90 | 0 | 0 | 0.93125 | 0 | 0 | 0 | 0 | 0.93125 | 1.0244 | 0 | 0 | 0 | 0 | 0 | 5.143 | 0 | 0 | 0 | 0 | 9.2074 | 40 | 0 | 4.745 | 4.745 | 0.5653 | 4.745 | 0 | 1.0244 | 0 | 0 | 0
2025-04-04 | 0 | 0 | -164.3921 | 90 | 0 | 0 | 0.35652 | 1.5094e-15 | 1.5094e-15 | 0 | 0 | 0.35652 | 0.39218 | 0 | 1.5888e-15 | 1.5094e-15 | 0 | 0 | 5.143 | 1.5888e-15 | 0 | 1.5888e-15 | 0 | 9.2074 | 40 | 0 | 1.8166 | 1.8166 | 0.21642 | 1.8166 | 0 | 0.39218 | 0 | 0 | 1.5888e-15
2025-04-04 01:00 | 0 | 0 | -142.9541 | 90 | 0 | 0 | 0.3331 | 3.0188e-15 | 3.0188e-15 | 0 | 0 | 0.3331 | 0.36641 | 0 | 3.1776e-15 | 3.0188e-15 | 0 | 0 | 5.143 | 3.1776e-15 | 0 | 3.1776e-15 | 0 | 9.2074 | 40 | 0 | 1.6972 | 1.6972 | 0.2022 | 1.6972 | 0 | 0.36641 | 0 | 0 | 3.1776e-15
2025-04-04 02:00 | 0 | 0 | -126.8423 | 90 | 0 | 0 | 0.28183 | 3.0188e-15 | 3.0188e-15 | 0 | 0 | 0.28183 | 0.31001 | 0 | 3.1776e-15 | 3.0188e-15 | 0 | 0 | 5.143 | 3.1776e-15 | 0 | 3.1776e-15 | 0 | 9.2074 | 40 | 0 | 1.436 | 1.436 | 0.17108 | 1.436 | 0 | 0.31001 | 0 | 0 | 3.1776e-15
2025-04-04 03:00 | 0 | 0 | -114.813 | 90 | 0 | 0 | 0.44881 | 3.0188e-15 | 3.0188e-15 | 0 | 0 | 0.44881 | 0.4937 | 0 | 3.1776e-15 | 3.0188e-15 | 0 | 0 | 5.143 | 3.1776e-15 | 0 | 3.1776e-15 | 0 | 9.2074 | 40 | 0 | 2.2868 | 2.2868 | 0.27245 | 2.2868 | 0 | 0.4937 | 0 | 0 | 3.1776e-15
2025-04-04 04:00 | 0 | 0 | -105.2606 | 90 | 0 | 0 | 0.23924 | 3.0188e-15 | 3.0188e-15 | 0 | 0 | 0.23924 | 0.26317 | 0 | 3.1776e-15 | 3.0188e-15 | 0 | 0 | 5.143 | 3.1776e-15 | 0 | 3.1776e-15 | 0 | 9.2074 | 40 | 0 | 1.219 | 1.219 | 0.14523 | 1.219 | 0 | 0.26317 | 0 | 0 | 3.1776e-15
2025-04-04 05:00 | 0.011397 | 0 | -97.0009 | 90 | 0 | 0 | 0.34866 | 3.0188e-15 | 3.0188e-15 | 0 | 0 | 0.34866 | 0.38353 | 0 | 3.1776e-15 | 3.0188e-15 | 0 | 0 | 5.143 | 3.1776e-15 | 0 | 3.1776e-15 | 0 | 9.2074 | 40 | 0 | 1.7765 | 1.7765 | 0.21165 | 1.7765 | 0 | 0.38353 | 0 | 0 | 3.1776e-15
2025-04-04 06:00 | 0.085451 | 10.5719 | -89.159 | 80.5711 | 0.080495 | 0.25599 | 0.16235 | 0.16235 | 0.16235 | 157.6729 | 0 | 0 | 0.12995 | 0.25599 | 0.1709 | 0.16235 | 0 | 0 | 5.143 | 3.1776e-15 | 0.085089 | 0 | 0.085089 | 9.2835 | 40.3306 | 0 | 0.82724 | 0.82724 | 0.098555 | 0.82724 | 0 | 0.17859 | 0.20479 | 0 | 0.25599
2025-04-04 07:00 | 0.27681 | 23.2905 | -80.9294 | 65.6292 | 0.27804 | 0.88422 | 0.33379 | 0.33379 | 0.33379 | 264.9011 | 0 | 0 | 0.1345 | 0.88422 | 0.35136 | 0.33379 | 0 | 0 | 5.143 | 0.068071 | 0.53286 | 0 | 0.53286 | 9.7601 | 42.4012 | 0 | 1.7008 | 1.7008 | 0.20262 | 1.7008 | 0 | 0.36717 | 0.70738 | 0 | 0.95229
2025-04-04 08:00 | 0.52893 | 35.6876 | -71.297 | 50.7034 | 0.56973 | 1.8118 | 0.2706 | 0.2706 | 0.2706 | 669.5574 | 0 | 0 | 0 | 1.8118 | 0.28485 | 0.2706 | 0 | 0 | 5.143 | 0.49436 | 1.527 | 0 | 1.527 | 11.1259 | 48.3346 | 0 | 1.3788 | 1.3788 | 0.16427 | 1.3788 | 0 | 0.29766 | 1.4495 | 0 | 2.3062
2025-04-04 09:00 | 0.40172 | 47.2714 | -58.6047 | 35.819 | 0.39586 | 1.2589 | 0.35776 | 0.35776 | 0.35776 | 351.8893 | 0 | 0 | 0 | 1.2589 | 0.37658 | 0.35776 | 0 | 0 | 5.143 | 1.716 | 0.88232 | 0 | 0.88232 | 11.915 | 51.763 | 0 | 1.8229 | 1.8229 | 0.21717 | 1.8229 | 0 | 0.39353 | 1.0071 | 0 | 2.9749
2025-04-04 10:00 | 0.47987 | 57.0053 | -39.9374 | 21.0697 | 0.47739 | 1.5182 | 0.46839 | 0.46839 | 0.46839 | 324.1272 | 0 | 0 | 0 | 1.5182 | 0.49305 | 0.46839 | 0 | 0 | 5.143 | 2.4218 | 1.0251 | 0 | 1.0251 | 12.8319 | 55.7465 | 0 | 2.3866 | 2.3866 | 0.28433 | 2.3866 | 0 | 0.51523 | 1.2146 | 0 | 3.94
2025-04-04 11:00 | 0.25809 | 62.7106 | -12.106 | 7.3308 | 0.2446 | 0.77786 | 0.44781 | 0.44781 | 0.44781 | 173.7049 | 0 | 0 | 0 | 0.77786 | 0.47137 | 0.44781 | 0 | 0 | 5.143 | 3.2419 | 0.30649 | 0 | 0.30649 | 13.1061 | 56.9374 | 0 | 2.2817 | 2.2817 | 0.27183 | 2.2817 | 0 | 0.49259 | 0.62229 | 0 | 4.0198
2025-04-04 12:00 | 0.21936 | 61.777 | 20.2689 | 10.6058 | 0.20769 | 0.6605 | 0.5302 | 0.5302 | 0.5302 | 124.5742 | 0 | 0 | 0 | 0.6605 | 0.55811 | 0.5302 | 0 | 0 | 5.143 | 3.4871 | 0.10239 | 0 | 0.10239 | 13.1976 | 57.3352 | 0 | 2.7015 | 2.7015 | 0.32185 | 2.7015 | 0 | 0.58322 | 0.5284 | 0 | 4.1476
2025-04-04 13:00 | 0.37051 | 54.7332 | 45.6167 | 24.9029 | 0.35738 | 1.1365 | 0.62992 | 0.62992 | 0.62992 | 180.4273 | 0 | 0 | 0 | 1.1365 | 0.66307 | 0.62992 | 0 | 0 | 5.143 | 3.569 | 0.47347 | 0 | 0.47347 | 13.6211 | 59.175 | 0 | 3.2096 | 3.2096 | 0.38238 | 3.2096 | 0 | 0.69291 | 0.90923 | 0 | 4.7056
2025-04-04 14:00 | 0.25466 | 44.3616 | 62.3576 | 39.7074 | 0.24226 | 0.77044 | 1.0455 | 1.0455 | 1.0455 | 73.6925 | 0 | 2.2204e-16 | 0 | 0.77044 | 1.1005 | 1.0455 | 0 | 0 | 5.0739 | 3.9478 | 0 | 0.33007 | -0.33007 | 13.2521 | 57.5718 | 0 | 5.327 | 5.327 | 0.63464 | 5.327 | 0 | 1.15 | 0.61635 | 0 | 4.7182
2025-04-04 15:00 | 0.31997 | 32.4961 | 74.0289 | 54.6069 | 0.31743 | 1.0095 | 0.62692 | 0.62692 | 0.62692 | 161.0196 | 0 | 0 | 0 | 1.0095 | 0.65992 | 0.62692 | 0 | 0 | 5.143 | 3.6177 | 0.34955 | 0 | 0.34955 | 13.5648 | 58.9301 | 0 | 3.1944 | 3.1944 | 0.38056 | 3.1944 | 0 | 0.68961 | 0.80757 | 0 | 4.6272
2025-04-04 16:00 | 0.194 | 19.9794 | 83.1703 | 69.5384 | 0.18841 | 0.59916 | 0.7157 | 0.7157 | 0.7157 | 83.7173 | 0 | 0 | 0 | 0.59916 | 0.75336 | 0.7157 | 0 | 0 | 5.143 | 3.8974 | 0 | 0.1542 | -0.1542 | 13.3924 | 58.1811 | 0 | 3.6467 | 3.6467 | 0.43445 | 3.6467 | 0 | 0.78727 | 0.47933 | 0 | 4.4965
2025-04-04 17:00 | 0.096767 | 7.2288 | 91.2147 | 84.4824 | 0.081794 | 0.26012 | 0.9074 | 0.9074 | 0.9074 | 28.6665 | 0 | 0 | 0 | 0.26012 | 0.95515 | 0.9074 | 0 | 0 | 5.143 | 3.7432 | 0 | 0.69504 | -0.69504 | 12.6153 | 54.8052 | 0 | 4.6235 | 4.6235 | 0.55082 | 4.6235 | 0 | 0.99814 | 0.2081 | 0 | 4.0033
2025-04-04 18:00 | 0.0006751 | 0 | 99.0897 | 90 | 0 | 0 | 0.53636 | 0.53636 | 0.53636 | 0 | 0 | 1.1102e-16 | 0 | 0 | 0.56459 | 0.53636 | 0 | 0 | 5.143 | 3.0481 | 0 | 0.56459 | -0.56459 | 11.984 | 52.0629 | 0 | 2.7329 | 2.7329 | 0.32559 | 2.7329 | 0 | 0.58999 | 0 | 0 | 3.0481
2025-04-04 19:00 | 0 | 0 | 107.5947 | 90 | 0 | 0 | 0.68316 | 0.68316 | 0.68316 | 0 | 0 | 0 | 0 | 0 | 0.71912 | 0.68316 | 0 | 0 | 5.143 | 2.4836 | 0 | 0.71912 | -0.71912 | 11.18 | 48.5701 | 0 | 3.4809 | 3.4809 | 0.4147 | 3.4809 | 0 | 0.75148 | 0 | 0 | 2.4836
2025-04-04 20:00 | 0 | 0 | 117.6633 | 90 | 0 | 0 | 0.68838 | 0.68838 | 0.68838 | 0 | 0 | 0 | 0 | 0 | 0.72461 | 0.68838 | 0 | 0 | 5.143 | 1.7644 | 0 | 0.72461 | -0.72461 | 10.3699 | 45.0506 | 0 | 3.5075 | 3.5075 | 0.41787 | 3.5075 | 0 | 0.75722 | 0 | 0 | 1.7644
2025-04-04 21:00 | 0 | 0 | 130.593 | 90 | 0 | 0 | 0.46968 | 0.46968 | 0.46968 | 0 | 0 | 5.5511e-17 | 0 | 0 | 0.4944 | 0.46968 | 0 | 0 | 5.143 | 1.0398 | 0 | 0.4944 | -0.4944 | 9.8172 | 42.6492 | 0 | 2.3931 | 2.3931 | 0.28511 | 2.3931 | 0 | 0.51664 | 0 | 0 | 1.0398
2025-04-04 22:00 | 0 | 0 | 148.0424 | 90 | 0 | 0 | 0.79403 | 0.51815 | 0.51815 | 0 | 0 | 0.27587 | 0.35527 | 0 | 0.54543 | 0.51815 | 0 | 0 | 5.143 | 0.54543 | 0 | 0.54543 | -0.54543 | 9.2074 | 40 | 0 | 4.0458 | 4.0458 | 0.482 | 4.0458 | 0 | 0.87343 | 0 | 0 | 0.54543
2025-04-04 23:00 | 0 | 0 | 170.761 | 90 | 0 | 0 | 0.76359 | 0 | 0 | 0 | 0 | 0.76359 | 0.83995 | 0 | 0 | 0 | 0 | 0 | 5.143 | 0 | 0 | 0 | 0 | 9.2074 | 40 | 0 | 3.8907 | 3.8907 | 0.46353 | 3.8907 | 0 | 0.83995 | 0 | 0 | 0
2025-04-05 | 0 | 0 | -164.4164 | 90 | 0 | 0 | 0.44256 | 1.5094e-15 | 1.5094e-15 | 0 | 0 | 0.44256 | 0.48682 | 0 | 1.5888e-15 | 1.5094e-15 | 0 | 0 | 5.143 | 1.5888e-15 | 0 | 1.5888e-15 | 0 | 9.2074 | 40 | 0 | 2.255 | 2.255 | 0.26865 | 2.255 | 0 | 0.48682 | 0 | 0 | 1.5888e-15
2025-04-05 01:00 | 0 | 0 | -143.1517 | 90 | 0 | 0 | 0.49333 | 3.0188e-15 | 3.0188e-15 | 0 | 0 | 0.49333 | 0.54266 | 0 | 3.1776e-15 | 3.0188e-15 | 0 | 0 | 5.143 | 3.1776e-15 | 0 | 3.1776e-15 | 0 | 9.2074 | 40 | 0 | 2.5137 | 2.5137 | 0.29947 | 2.5137 | 0 | 0.54266 | 0 | 0 | 3.1776e-15
2025-04-05 02:00 | 0 | 0 | -127.1102 | 90 | 0 | 0 | 0.46975 | 3.0188e-15 | 3.0188e-15 | 0 | 0 | 0.46975 | 0.51673 | 0 | 3.1776e-15 | 3.0188e-15 | 0 | 0 | 5.143 | 3.1776e-15 | 0 | 3.1776e-15 | 0 | 9.2074 | 40 | 0 | 2.3935 | 2.3935 | 0.28516 | 2.3935 | 0 | 0.51673 | 0 | 0 | 3.1776e-15
2025-04-05 03:00 | 0 | 0 | -115.0998 | 90 | 0 | 0 | 0.36817 | 3.0188e-15 | 3.0188e-15 | 0 | 0 | 0.36817 | 0.40498 | 0 | 3.1776e-15 | 3.0188e-15 | 0 | 0 | 5.143 | 3.1776e-15 | 0 | 3.1776e-15 | 0 | 9.2074 | 40 | 0 | 1.8759 | 1.8759 | 0.22349 | 1.8759 | 0 | 0.40498 | 0 | 0 | 3.1776e-15
2025-04-05 04:00 | 0 | 0 | -105.5509 | 90 | 0 | 0 | 0.58045 | 3.0188e-15 | 3.0188e-15 | 0 | 0 | 0.58045 | 0.63849 | 0 | 3.1776e-15 | 3.0188e-15 | 0 | 0 | 5.143 | 3.1776e-15 | 0 | 3.1776e-15 | 0 | 9.2074 | 40 | 0 | 2.9576 | 2.9576 | 0.35235 | 2.9576 | 0 | 0.63849 | 0 | 0 | 3.1776e-15
2025-04-05 05:00 | 0.0091464 | 0 | -97.2944 | 90 | 0 | 0 | 0.46245 | 4.5281e-15 | 4.5281e-15 | 0 | 0 | 0.46245 | 0.5087 | 0 | 4.7665e-15 | 4.5281e-15 | 0 | 0 | 5.143 | 4.7665e-15 | 0 | 4.7665e-15 | 0 | 9.2074 | 40 | 0 | 2.3563 | 2.3563 | 0.28073 | 2.3563 | 0 | 0.5087 | 0 | 0 | 4.7665e-15
2025-04-05 06:00 | 0.11384 | 10.8431 | -89.461 | 80.499 | 0.10611 | 0.33743 | 0.49043 | 0.32056 | 0.32056 | 105.2632 | 0 | 0.16987 | 0.47536 | 0.33743 | 0.33743 | 0.32056 | 0 | 0 | 5.143 | 4.7665e-15 | 0 | 4.7665e-15 | 0 | 9.2074 | 40 | 0 | 2.4989 | 2.4989 | 0.29771 | 2.4989 | 0 | 0.53947 | 0.26995 | 0 | 0.33743
2025-04-05 07:00 | 0.24114 | 23.5674 | -81.247 | 65.5671 | 0.23647 | 0.75202 | 0.50938 | 0.50938 | 0.50938 | 147.6359 | 0 | 0 | 0.41743 | 0.75202 | 0.53619 | 0.50938 | 0 | 0 | 5.143 | 4.7665e-15 | 0.21584 | 0 | 0.21584 | 9.4004 | 40.8387 | 0 | 2.5954 | 2.5954 | 0.30921 | 2.5954 | 0 | 0.56031 | 0.60162 | 0 | 0.75202
2025-04-05 08:00 | 0.44132 | 35.9816 | -71.6351 | 50.654 | 0.45739 | 1.4546 | 0.31021 | 0.31021 | 0.31021 | 468.9034 | 0 | 0 | 0 | 1.4546 | 0.32654 | 0.31021 | 0 | 0 | 5.143 | 0.17267 | 1.1281 | 0 | 1.1281 | 10.4094 | 45.2219 | 0 | 1.5806 | 1.5806 | 0.18831 | 1.5806 | 0 | 0.34123 | 1.1637 | 0 | 1.6273
2025-04-05 09:00 | 0.44021 | 47.5974 | -58.9524 | 35.7897 | 0.43948 | 1.3976 | 0.43509 | 0.43509 | 0.43509 | 321.2278 | 0 | 0 | 0 | 1.3976 | 0.45798 | 0.43509 | 0 | 0 | 5.143 | 1.0751 | 0.93963 | 0 | 0.93963 | 11.2498 | 48.8731 | 0 | 2.2169 | 2.2169 | 0.26411 | 2.2169 | 0 | 0.47859 | 1.1181 | 0 | 2.4727
2025-04-05 10:00 | 0.53798 | 57.3774 | -40.218 | 21.0835 | 0.54608 | 1.7366 | 0.48351 | 0.48351 | 0.48351 | 359.1722 | 0 | 0 | 0 | 1.7366 | 0.50895 | 0.48351 | 0 | 0 | 5.143 | 1.8268 | 1.2277 | 0 | 1.2277 | 12.3479 | 53.6434 | 0 | 2.4636 | 2.4636 | 0.29351 | 2.4636 | 0 | 0.53186 | 1.3893 | 0 | 3.5634
2025-04-05 11:00 | 0.81658 | 63.1125 | -12.0929 | 7.538 | 0.89877 | 2.8583 | 0.43592 | 0.43592 | 0.43592 | 655.6772 | 0 | 0 | 0 | 2.8583 | 0.45887 | 0.43592 | 0 | 0 | 5.143 | 2.8089 | 2.3994 | 0 | 2.3994 | 14.4939 | 62.9668 | 0 | 2.2212 | 2.2212 | 0.26462 | 2.2212 | 0 | 0.47952 | 2.2866 | 0 | 5.6672
2025-04-05 12:00 | 0.82127 | 62.13 | 20.6778 | 10.8572 | 0.90556 | 2.8798 | 0.82154 | 0.82154 | 0.82154 | 350.5436 | 0 | 0 | 0 | 2.8798 | 0.86478 | 0.82154 | 0 | 0 | 4.0402 | 4.7285 | 2.0151 | 0 | 2.0151 | 16.2963 | 70.7967 | 0 | 4.186 | 4.186 | 0.4987 | 4.186 | 0 | 0.90369 | 2.3039 | 0 | 7.6083
2025-04-05 13:00 | 0.89232 | 54.9968 | 46.1441 | 25.0535 | 0.99217 | 3.1553 | 1.1367 | 1.1367 | 1.1367 | 277.5796 | 0 | 0 | 0 | 3.1553 | 1.1965 | 1.1367 | 0 | 0 | 2.9917 | 6.0061 | 1.9587 | 0 | 1.9587 | 18.0482 | 78.4078 | 0 | 5.7919 | 5.7919 | 0.69002 | 5.7919 | 0 | 1.2504 | 2.5242 | 0 | 9.1614
2025-04-05 14:00 | 0.5645 | 44.5592 | 62.8481 | 39.8264 | 0.599 | 1.9049 | 0.9043 | 0.9043 | 0.9043 | 210.6493 | 0 | 0 | 0 | 1.9049 | 0.9519 | 0.9043 | 0 | 0 | 2.0089 | 6.0061 | 0.95301 | 0 | 0.95301 | 18.9006 | 82.1109 | 0 | 4.6077 | 4.6077 | 0.54894 | 4.6077 | 0 | 0.99473 | 1.5239 | 0 | 7.9111
2025-04-05 15:00 | 0.43501 | 32.6561 | 74.4665 | 54.7091 | 0.45462 | 1.4458 | 0.75186 | 0.75186 | 0.75186 | 192.293 | 0 | 0 | 0 | 1.4458 | 0.79143 | 0.75186 | 0 | 0 | 1.7519 | 6.0061 | 0.65434 | 0 | 0.65434 | 19.4859 | 84.6535 | 0 | 3.831 | 3.831 | 0.45641 | 3.831 | 0 | 0.82704 | 1.1566 | 0 | 7.4519
2025-04-05 16:00 | 0.20484 | 20.1215 | 83.5706 | 69.6292 | 0.19921 | 0.63351 | 0.99593 | 0.99593 | 0.99593 | 63.6096 | 0 | 1.1102e-16 | 0 | 0.63351 | 1.0483 | 0.99593 | 0 | 0 | 1.5868 | 6.0061 | 0 | 0.41484 | -0.41484 | 19.0221 | 82.6386 | 0 | 5.0746 | 5.0746 | 0.60456 | 5.0746 | 0 | 1.0955 | 0.50681 | 0 | 6.6397
2025-04-05 17:00 | 0.086609 | 7.3669 | 91.5953 | 84.5636 | 0.074854 | 0.23805 | 0.88282 | 0.88282 | 0.88282 | 26.9644 | 0 | 1.1102e-16 | 0 | 0.23805 | 0.92929 | 0.88282 | 0 | 0 | 2.1728 | 6.0061 | 0 | 0.69124 | -0.69124 | 18.2492 | 79.2811 | 0 | 4.4982 | 4.4982 | 0.5359 | 4.4982 | 0 | 0.9711 | 0.19044 | 0 | 6.2442
2025-04-05 18:00 | 0.00055756 | 0 | 99.466 | 90 | 0 | 0 | 0.96785 | 0.96785 | 0.96785 | 0 | 0 | 0 | 0 | 0 | 1.0188 | 0.96785 | 0 | 0 | 2.8224 | 6.0061 | 0 | 1.0188 | -1.0188 | 17.1102 | 74.3327 | 0 | 4.9315 | 4.9315 | 0.58752 | 4.9315 | 0 | 1.0646 | 0 | 0 | 6.0061
2025-04-05 19:00 | 0 | 0 | 107.9795 | 90 | 0 | 0 | 0.92202 | 0.92202 | 0.92202 | 0 | 0 | 1.1102e-16 | 0 | 0 | 0.97054 | 0.92202 | 0 | 0 | 3.6424 | 6.0061 | 0 | 0.97054 | -0.97054 | 16.0251 | 69.6187 | 0 | 4.698 | 4.698 | 0.5597 | 4.698 | 0 | 1.0142 | 0 | 0 | 6.0061
2025-04-05 20:00 | 0 | 0 | 118.0648 | 90 | 0 | 0 | 1.0422 | 1.0422 | 1.0422 | 0 | 0 | 0 | 0 | 0 | 1.0971 | 1.0422 | 0 | 0 | 4.3146 | 6.0061 | 0 | 1.0971 | -1.0971 | 14.7986 | 64.2901 | 0 | 5.3103 | 5.3103 | 0.63265 | 5.3103 | 0 | 1.1464 | 0 | 0 | 6.0061
2025-04-05 21:00 | 0 | 0 | 131.0047 | 90 | 0 | 0 | 0.98133 | 0.98133 | 0.98133 | 0 | 0 | 1.1102e-16 | 0 | 0 | 1.033 | 0.98133 | 0 | 0 | 5.062 | 5.0009 | 0 | 1.033 | -1.033 | 13.6437 | 59.2728 | 0 | 5.0002 | 5.0002 | 0.5957 | 5.0002 | 0 | 1.0795 | 0 | 0 | 5.0009
2025-04-05 22:00 | 0 | 0 | 148.4153 | 90 | 0 | 0 | 0.81357 | 0.81357 | 0.81357 | 0 | 0 | 1.1102e-16 | 0 | 0 | 0.85638 | 0.81357 | 0 | 0 | 5.143 | 3.9679 | 0 | 0.85638 | -0.85638 | 12.6862 | 55.1133 | 0 | 4.1454 | 4.1454 | 0.49386 | 4.1454 | 0 | 0.89492 | 0 | 0 | 3.9679
2025-04-05 23:00 | 0 | 0 | 170.9782 | 90 | 0 | 0 | 0.8414 | 0.8414 | 0.8414 | 0 | 0 | 1.1102e-16 | 0 | 0 | 0.88568 | 0.8414 | 0 | 0 | 5.143 | 3.1116 | 0 | 0.88568 | -0.88568 | 11.696 | 50.8114 | 0 | 4.2872 | 4.2872 | 0.51076 | 4.2872 | 0 | 0.92554 | 0 | 0 | 3.1116
2025-04-06 | 0 | 0 | -164.4408 | 90 | 0 | 0 | 0.24207 | 0.24207 | 0.24207 | 0 | 0 | 2.7756e-17 | 0 | 0 | 0.25482 | 0.24207 | 0 | 0 | 5.143 | 2.2259 | 0 | 0.25482 | -0.25482 | 11.4111 | 49.5737 | 0 | 1.2334 | 1.2334 | 0.14695 | 1.2334 | 0 | 0.26628 | 0 | 0 | 2.2259
2025-04-06 01:00 | 0 | 0 | -143.3464 | 90 | 0 | 0 | 0.42281 | 0.42281 | 0.42281 | 0 | 0 | 5.5511e-17 | 0 | 0 | 0.44506 | 0.42281 | 0 | 0 | 5.143 | 1.9711 | 0 | 0.44506 | -0.44506 | 10.9135 | 47.412 | 0 | 2.1543 | 2.1543 | 0.25666 | 2.1543 | 0 | 0.46509 | 0 | 0 | 1.9711
2025-04-06 02:00 | 0 | 0 | -127.375 | 90 | 0 | 0 | 0.35136 | 0.35136 | 0.35136 | 0 | 0 | 5.5511e-17 | 0 | 0 | 0.36986 | 0.35136 | 0 | 0 | 5.143 | 1.526 | 0 | 0.36986 | -0.36986 | 10.5 | 45.6156 | 0 | 1.7903 | 1.7903 | 0.21329 | 1.7903 | 0 | 0.3865 | 0 | 0 | 1.526
2025-04-06 03:00 | 0 | 0 | -115.3841 | 90 | 0 | 0 | 0.42811 | 0.42811 | 0.42811 | 0 | 0 | 5.5511e-17 | 0 | 0 | 0.45064 | 0.42811 | 0 | 0 | 5.143 | 1.1561 | 0 | 0.45064 | -0.45064 | 9.9961 | 43.4267 | 0 | 2.1813 | 2.1813 | 0.25988 | 2.1813 | 0 | 0.47092 | 0 | 0 | 1.1561
2025-04-06 04:00 | 0 | 0 | -105.8395 | 90 | 0 | 0 | 0.32252 | 0.32252 | 0.32252 | 0 | 0 | 0 | 0 | 0 | 0.33949 | 0.32252 | 0 | 0 | 5.143 | 0.70551 | 0 | 0.33949 | -0.33949 | 9.6166 | 41.7778 | 0 | 1.6433 | 1.6433 | 0.19578 | 1.6433 | 0 | 0.35477 | 0 | 0 | 0.70551
2025-04-06 05:00 | 0.0090653 | 0 | -97.5869 | 90 | 0 | 0 | 0.34416 | 0.34416 | 0.34416 | 0 | 0 | 5.5511e-17 | 0.030855 | 0 | 0.36227 | 0.34416 | 0 | 0 | 5.143 | 0.36602 | 0 | 0.36227 | -0.36227 | 9.2116 | 40.0182 | 0 | 1.7536 | 1.7536 | 0.20892 | 1.7536 | 0 | 0.37857 | 0 | 0 | 0.36602
2025-04-06 06:00 | 0.10798 | 11.1126 | -89.7626 | 80.428 | 0.10063 | 0.32001 | 0.56191 | 0.30757 | 0.30757 | 104.0445 | 0 | 0.25434 | 0.55374 | 0.32001 | 0.32376 | 0.30757 | 0 | 0 | 5.143 | 0.0037481 | 0 | 0.0037481 | -0.0037481 | 9.2074 | 40 | 0 | 2.8631 | 2.8631 | 0.3411 | 2.8631 | 0 | 0.6181 | 0.25601 | 0 | 0.32376
2025-04-06 07:00 | 0.23646 | 23.8422 | -81.5649 | 65.5068 | 0.23051 | 0.73305 | 0.40931 | 0.40931 | 0.40931 | 179.0925 | 0 | 0 | 0.31096 | 0.73305 | 0.43085 | 0.40931 | 0 | 0 | 5.143 | 0 | 0.30219 | 0 | 0.30219 | 9.4776 | 41.1742 | 0 | 2.0856 | 2.0856 | 0.24847 | 2.0856 | 0 | 0.45024 | 0.58644 | 0 | 0.73305
2025-04-06 08:00 | 0.5529 | 36.2733 | -71.9746 | 50.6075 | 0.59182 | 1.8821 | 0.36492 | 0.36492 | 0.36492 | 515.7498 | 0 | 0 | 0 | 1.8821 | 0.38413 | 0.36492 | 0 | 0 | 5.143 | 0.24175 | 1.498 | 0 | 1.498 | 10.8175 | 46.9948 | 0 | 1.8594 | 1.8594 | 0.22152 | 1.8594 | 0 | 0.40141 | 1.5057 | 0 | 2.1238
2025-04-06 09:00 | 0.63775 | 47.9207 | -59.3036 | 35.7647 | 0.68497 | 2.1783 | 0.46826 | 0.46826 | 0.46826 | 465.2015 | 0 | 0 | 0 | 2.1783 | 0.4929 | 0.46826 | 0 | 0 | 5.143 | 1.4401 | 1.6854 | 0 | 1.6854 | 12.325 | 53.5439 | 0 | 2.3859 | 2.3859 | 0.28425 | 2.3859 | 0 | 0.51508 | 1.7427 | 0 | 3.6185
2025-04-06 10:00 | 0.88592 | 57.7472 | -40.5039 | 21.105 | 0.98176 | 3.1222 | 0.32505 | 0.32505 | 0.32505 | 960.5102 | 0 | 0 | 0 | 3.1222 | 0.34216 | 0.32505 | 0 | 0 | 5.143 | 2.7885 | 2.78 | 0 | 2.78 | 14.8115 | 64.3462 | 0 | 1.6562 | 1.6562 | 0.19732 | 1.6562 | 0 | 0.35756 | 2.4977 | 0 | 5.9106
2025-04-06 11:00 | 0.81658 | 63.5128 | -12.0804 | 7.7598 | 0.89526 | 2.8471 | 0.41761 | 0.41761 | 0.41761 | 681.7511 | 0 | 0 | 0 | 2.8471 | 0.43959 | 0.41761 | 0 | 0 | 3.7322 | 5.0125 | 2.4075 | 0 | 2.4075 | 16.9648 | 73.701 | 0 | 2.1279 | 2.1279 | 0.25351 | 2.1279 | 0 | 0.45937 | 2.2777 | 0 | 7.8596
2025-04-06 12:00 | 0.56287 | 62.4805 | 21.0938 | 11.116 | 0.57036 | 1.8138 | 0.7537 | 0.7537 | 0.7537 | 240.6584 | 0 | 0 | 0 | 1.8138 | 0.79337 | 0.7537 | 0 | 0 | 2.476 | 6.0061 | 1.0205 | 0 | 1.0205 | 17.8775 | 77.6663 | 0 | 3.8403 | 3.8403 | 0.45752 | 3.8403 | 0 | 0.82907 | 1.4511 | 0 | 7.82
2025-04-06 13:00 | 0.49292 | 55.2572 | 46.6759 | 25.2084 | 0.49309 | 1.5681 | 0.68757 | 0.68757 | 0.68757 | 228.066 | 0 | 0 | 0 | 1.5681 | 0.72376 | 0.68757 | 0 | 0 | 2.2472 | 6.0061 | 0.84436 | 0 | 0.84436 | 18.6328 | 80.9472 | 0 | 3.5034 | 3.5034 | 0.41738 | 3.5034 | 0 | 0.75633 | 1.2545 | 0 | 7.5743
2025-04-06 14:00 | 0.34007 | 44.7543 | 63.3395 | 39.9476 | 0.32912 | 1.0467 | 0.79837 | 0.79837 | 0.79837 | 131.1011 | 0 | 0 | 0 | 1.0467 | 0.84039 | 0.79837 | 0 | 0 | 1.9875 | 6.0061 | 0.20628 | 0 | 0.20628 | 18.8173 | 81.7488 | 0 | 4.0679 | 4.0679 | 0.48464 | 4.0679 | 0 | 0.87821 | 0.83734 | 0 | 7.0528
2025-04-06 15:00 | 0.27941 | 32.8143 | 74.9037 | 54.8124 | 0.27112 | 0.86222 | 0.86015 | 0.86015 | 0.86015 | 100.2408 | 0 | 1.1102e-16 | 0 | 0.86222 | 0.90542 | 0.86015 | 0 | 0 | 2.0953 | 6.0061 | 0 | 0.0432 | -0.0432 | 18.769 | 81.5389 | 0 | 4.3827 | 4.3827 | 0.52214 | 4.3827 | 0 | 0.94616 | 0.68978 | 0 | 6.8684
2025-04-06 16:00 | 0.19846 | 20.2624 | 83.9699 | 69.7201 | 0.19178 | 0.60991 | 0.68741 | 0.68741 | 0.68741 | 88.7256 | 1.1102e-16 | 0 | 0 | 0.60991 | 0.72359 | 0.68741 | 0 | 0 | 2.2713 | 6.0061 | 0 | 0.11368 | -0.11368 | 18.6419 | 80.9868 | 0 | 3.5025 | 3.5025 | 0.41728 | 3.5025 | 0 | 0.75615 | 0.48792 | 0 | 6.6161
2025-04-06 17:00 | 0.054965 | 7.5045 | 91.9745 | 84.6444 | 0.051073 | 0.16242 | 0.66711 | 0.66711 | 0.66711 | 24.347 | 0 | 1.1102e-16 | 0 | 0.16242 | 0.70223 | 0.66711 | 0 | 0 | 2.4267 | 6.0061 | 0 | 0.5398 | -0.5398 | 18.0383 | 78.3649 | 0 | 3.3992 | 3.3992 | 0.40496 | 3.3992 | 0 | 0.73383 | 0.12994 | 0 | 6.1686
2025-04-06 18:00 | 0.00036403 | 0 | 99.8403 | 90 | 0 | 0 | 0.84038 | 0.84038 | 0.84038 | 0 | 0 | 1.1102e-16 | 0 | 0 | 0.88461 | 0.84038 | 0 | 0 | 2.9167 | 6.0061 | 0 | 0.88461 | -0.88461 | 17.0493 | 74.0682 | 0 | 4.282 | 4.282 | 0.51014 | 4.282 | 0 | 0.92441 | 0 | 0 | 6.0061
2025-04-06 19:00 | 0 | 0 | 108.3618 | 90 | 0 | 0 | 0.72197 | 0.72197 | 0.72197 | 0 | 0 | 0 | 0 | 0 | 0.75997 | 0.72197 | 0 | 0 | 3.6293 | 6.0061 | 0 | 0.75997 | -0.75997 | 16.1996 | 70.377 | 0 | 3.6786 | 3.6786 | 0.43826 | 3.6786 | 0 | 0.79416 | 0 | 0 | 6.0061
2025-04-06 20:00 | 0 | 0 | 118.4629 | 90 | 0 | 0 | 0.75698 | 0.75698 | 0.75698 | 0 | 0 | 1.1102e-16 | 0 | 0 | 0.79682 | 0.75698 | 0 | 0 | 4.1391 | 6.0061 | 0 | 0.79682 | -0.79682 | 15.3088 | 66.5067 | 0 | 3.857 | 3.857 | 0.45951 | 3.857 | 0 | 0.83267 | 0 | 0 | 6.0061
2025-04-06 21:00 | 0 | 0 | 131.4114 | 90 | 0 | 0 | 0.887 | 0.887 | 0.887 | 0 | 0 | 1.1102e-16 | 0 | 0 | 0.93368 | 0.887 | 0 | 0 | 4.6613 | 5.4573 | 0 | 0.93368 | -0.93368 | 14.2649 | 61.9717 | 0 | 4.5195 | 4.5195 | 0.53844 | 4.5195 | 0 | 0.9757 | 0 | 0 | 5.4573
2025-04-06 22:00 | 0 | 0 | 148.7817 | 90 | 0 | 0 | 0.76096 | 0.76096 | 0.76096 | 0 | 0 | 1.1102e-16 | 0 | 0 | 0.80101 | 0.76096 | 0 | 0 | 5.143 | 4.5236 | 0 | 0.80101 | -0.80101 | 13.3693 | 58.0811 | 0 | 3.8773 | 3.8773 | 0.46193 | 3.8773 | 0 | 0.83706 | 0 | 0 | 4.5236
2025-04-06 23:00 | 0 | 0 | 171.1902 | 90 | 0 | 0 | 0.74019 | 0.74019 | 0.74019 | 0 | 0 | 1.1102e-16 | 0 | 0 | 0.77914 | 0.74019 | 0 | 0 | 5.143 | 3.7226 | 0 | 0.77914 | -0.77914 | 12.4982 | 54.2967 | 0 | 3.7715 | 3.7715 | 0.44932 | 3.7715 | 0 | 0.8142 | 0 | 0 | 3.7226
2025-04-07 | 0 | 0 | -164.4654 | 90 | 0 | 0 | 0.4351 | 0.4351 | 0.4351 | 0 | 0 | 5.5511e-17 | 0 | 0 | 0.458 | 0.4351 | 0 | 0 | 5.143 | 2.9434 | 0 | 0.458 | -0.458 | 11.9862 | 52.0721 | 0 | 2.217 | 2.217 | 0.26412 | 2.217 | 0 | 0.47861 | 0 | 0 | 2.9434
2025-04-07 01:00 | 0 | 0 | -143.5382 | 90 | 0 | 0 | 0.30412 | 0.30412 | 0.30412 | 0 | 0 | 5.5511e-17 | 0 | 0 | 0.32013 | 0.30412 | 0 | 0 | 5.143 | 2.4854 | 0 | 0.32013 | -0.32013 | 11.6282 | 50.5172 | 0 | 1.5496 | 1.5496 | 0.18461 | 1.5496 | 0 | 0.33454 | 0 | 0 | 2.4854
2025-04-07 02:00 | 0 | 0 | -127.6367 | 90 | 0 | 0 | 0.3375 | 0.3375 | 0.3375 | 0 | 0 | 0 | 0 | 0 | 0.35526 | 0.3375 | 0 | 0 | 5.143 | 2.1653 | 0 | 0.35526 | -0.35526 | 11.2311 | 48.7916 | 0 | 1.7196 | 1.7196 | 0.20487 | 1.7196 | 0 | 0.37125 | 0 | 0 | 2.1653
2025-04-07 03:00 | 0 | 0 | -115.6662 | 90 | 0 | 0 | 0.3537 | 0.3537 | 0.3537 | 0 | 0 | 5.5511e-17 | 0 | 0 | 0.37232 | 0.3537 | 0 | 0 | 5.143 | 1.81 | 0 | 0.37232 | -0.37232 | 10.8148 | 46.9832 | 0 | 1.8022 | 1.8022 | 0.21471 | 1.8022 | 0 | 0.38908 | 0 | 0 | 1.81
2025-04-07 04:00 | 0 | 0 | -106.1265 | 90 | 0 | 0 | 0.36344 | 0.36344 | 0.36344 | 0 | 0 | 5.5511e-17 | 0 | 0 | 0.38257 | 0.36344 | 0 | 0 | 5.143 | 1.4377 | 0 | 0.38257 | -0.38257 | 10.3871 | 45.125 | 0 | 1.8519 | 1.8519 | 0.22062 | 1.8519 | 0 | 0.39979 | 0 | 0 | 1.4377
2025-04-07 05:00 | 0.011395 | 0 | -97.8783 | 90 | 0 | 0 | 0.34002 | 0.34002 | 0.34002 | 0 | 0 | 5.5511e-17 | 0 | 0 | 0.35792 | 0.34002 | 0 | 0 | 5.143 | 1.0552 | 0 | 0.35792 | -0.35792 | 9.9869 | 43.3866 | 0 | 1.7325 | 1.7325 | 0.2064 | 1.7325 | 0 | 0.37402 | 0 | 0 | 1.0552
2025-04-07 06:00 | 0.04393 | 11.3802 | -90.0637 | 80.3583 | 0.041369 | 0.13156 | 0.36301 | 0.36301 | 0.36301 | 36.2417 | 0 | 0 | 0 | 0.13156 | 0.38211 | 0.36301 | 0 | 0 | 5.143 | 0.69724 | 0 | 0.25055 | -0.25055 | 9.7068 | 42.1696 | 0 | 1.8496 | 1.8496 | 0.22036 | 1.8496 | 0 | 0.39931 | 0.10525 | 0 | 0.8288
2025-04-07 07:00 | 0.21002 | 24.1148 | -81.8832 | 65.4485 | 0.20206 | 0.6426 | 0.436 | 0.436 | 0.436 | 147.3855 | 0 | 0 | 0 | 0.6426 | 0.45894 | 0.436 | 0 | 0 | 5.143 | 0.44669 | 0.18365 | 0 | 0.18365 | 9.871 | 42.8832 | 0 | 2.2215 | 2.2215 | 0.26467 | 2.2215 | 0 | 0.4796 | 0.51408 | 0 | 1.0893
2025-04-07 08:00 | 0.18402 | 36.5623 | -72.3156 | 50.5639 | 0.17427 | 0.55422 | 0.47956 | 0.47956 | 0.47956 | 115.5671 | 0 | 0 | 0 | 0.55422 | 0.5048 | 0.47956 | 0 | 0 | 5.143 | 0.59361 | 0.049414 | 0 | 0.049414 | 9.9152 | 43.0752 | 0 | 2.4435 | 2.4435 | 0.29111 | 2.4435 | 0 | 0.52752 | 0.44337 | 0 | 1.1478
2025-04-07 09:00 | 0.23178 | 48.2413 | -59.658 | 35.7441 | 0.21965 | 0.69852 | 0.38361 | 0.38361 | 0.38361 | 182.0934 | 0 | 0 | 0 | 0.69852 | 0.4038 | 0.38361 | 0 | 0 | 5.143 | 0.63314 | 0.29473 | 0 | 0.29473 | 10.1788 | 44.2205 | 0 | 1.9546 | 1.9546 | 0.23286 | 1.9546 | 0 | 0.42197 | 0.55882 | 0 | 1.3317
2025-04-07 10:00 | 0.4432 | 58.1145 | -40.7952 | 21.1339 | 0.43348 | 1.3786 | 0.36348 | 0.36348 | 0.36348 | 379.2656 | 0 | 0 | 0 | 1.3786 | 0.38261 | 0.36348 | 0 | 0 | 5.143 | 0.86892 | 0.99594 | 0 | 0.99594 | 11.0696 | 48.0904 | 0 | 1.852 | 1.852 | 0.22065 | 1.852 | 0 | 0.39983 | 1.1028 | 0 | 2.2475
2025-04-07 11:00 | 0.69717 | 63.9113 | -12.0687 | 7.9947 | 0.73795 | 2.3468 | 0.51091 | 0.51091 | 0.51091 | 459.3413 | 0 | 0 | 0 | 2.3468 | 0.5378 | 0.51091 | 0 | 0 | 5.143 | 1.6657 | 1.809 | 0 | 1.809 | 12.6877 | 55.1197 | 0 | 2.6032 | 2.6032 | 0.31014 | 2.6032 | 0 | 0.562 | 1.8774 | 0 | 4.0125
2025-04-07 12:00 | 0.61703 | 62.8285 | 21.5169 | 11.3813 | 0.63633 | 2.0236 | 0.64752 | 0.64752 | 0.64752 | 312.5214 | 0 | 0 | 0 | 2.0236 | 0.6816 | 0.64752 | 0 | 0 | 5.143 | 3.1129 | 1.342 | 0 | 1.342 | 13.888 | 60.3344 | 0 | 3.2993 | 3.2993 | 0.39307 | 3.2993 | 0 | 0.71227 | 1.6189 | 0 | 5.1365
2025-04-07 13:00 | 0.20355 | 55.5146 | 47.2116 | 25.3671 | 0.19264 | 0.61264 | 0.83894 | 0.83894 | 0.83894 | 73.0255 | 0 | 0 | 0 | 0.61264 | 0.88309 | 0.83894 | 0 | 0 | 4.5685 | 4.1865 | 0 | 0.27045 | -0.27045 | 13.5856 | 59.0208 | 0 | 4.2746 | 4.2746 | 0.50927 | 4.2746 | 0 | 0.92283 | 0.49011 | 0 | 4.7992
2025-04-07 14:00 | 0.36427 | 44.9468 | 63.8318 | 40.0708 | 0.35475 | 1.1282 | 0.82668 | 0.82668 | 0.82668 | 136.4721 | 0 | 0 | 0 | 1.1282 | 0.87018 | 0.82668 | 0 | 0 | 5.1012 | 3.9161 | 0.258 | 0 | 0.258 | 13.8164 | 60.0233 | 0 | 4.2122 | 4.2122 | 0.50182 | 4.2122 | 0 | 0.90934 | 0.90254 | 0 | 5.0442
2025-04-07 15:00 | 0.32009 | 32.9707 | 75.3403 | 54.9167 | 0.315 | 1.0017 | 0.91061 | 0.91061 | 0.91061 | 110.0081 | 0 | 0 | 0 | 1.0017 | 0.95854 | 0.91061 | 0 | 0 | 5.0012 | 4.1225 | 0.043208 | 0 | 0.043208 | 13.8551 | 60.1912 | 0 | 4.6399 | 4.6399 | 0.55278 | 4.6399 | 0 | 1.0017 | 0.8014 | 0 | 5.1242
2025-04-07 16:00 | 0.13131 | 20.4023 | 84.3679 | 69.8112 | 0.12439 | 0.39559 | 0.52337 | 0.52337 | 0.52337 | 75.5859 | 0 | 1.1102e-16 | 0 | 0.39559 | 0.55091 | 0.52337 | 0 | 0 | 5.0393 | 4.157 | 0 | 0.15532 | -0.15532 | 13.6814 | 59.4368 | 0 | 2.6667 | 2.6667 | 0.3177 | 2.6667 | 0 | 0.5757 | 0.31647 | 0 | 4.5526
2025-04-07 17:00 | 0.042092 | 7.6416 | 92.352 | 84.7246 | 0.039446 | 0.12544 | 0.92286 | 0.92286 | 0.92286 | 13.5929 | 0 | 1.1102e-16 | 0 | 0.12544 | 0.97143 | 0.92286 | 0 | 0 | 5.143 | 4.0017 | 0 | 0.84599 | -0.84599 | 12.7355 | 55.3277 | 0 | 4.7023 | 4.7023 | 0.56021 | 4.7023 | 0 | 1.0151 | 0.10036 | 0 | 4.1271
2025-04-07 18:00 | 0.0010905 | 0 | 100.2127 | 90 | 0 | 0 | 0.72735 | 0.72735 | 0.72735 | 0 | 0 | 1.1102e-16 | 0 | 0 | 0.76563 | 0.72735 | 0 | 0 | 5.143 | 3.1557 | 0 | 0.76563 | -0.76563 | 11.8796 | 51.6089 | 0 | 3.7061 | 3.7061 | 0.44153 | 3.7061 | 0 | 0.80008 | 0 | 0 | 3.1557
2025-04-07 19:00 | 0 | 0 | 108.7415 | 90 | 0 | 0 | 0.78576 | 0.78576 | 0.78576 | 0 | 0 | 1.1102e-16 | 0 | 0 | 0.82712 | 0.78576 | 0 | 0 | 5.143 | 2.3901 | 0 | 0.82712 | -0.82712 | 10.9548 | 47.5915 | 0 | 4.0037 | 4.0037 | 0.47698 | 4.0037 | 0 | 0.86434 | 0 | 0 | 2.3901
2025-04-07 20:00 | 0 | 0 | 118.8573 | 90 | 0 | 0 | 0.67218 | 0.67218 | 0.67218 | 0 | 0 | 0 | 0 | 0 | 0.70756 | 0.67218 | 0 | 0 | 5.143 | 1.563 | 0 | 0.70756 | -0.70756 | 10.1637 | 44.1548 | 0 | 3.425 | 3.425 | 0.40804 | 3.425 | 0 | 0.7394 | 0 | 0 | 1.563
2025-04-07 21:00 | 0 | 0 | 131.813 | 90 | 0 | 0 | 0.97195 | 0.81264 | 0.81264 | 0 | 0 | 0.15932 | 0.25651 | 0 | 0.85541 | 0.81264 | 0 | 0 | 5.143 | 0.85541 | 0 | 0.85541 | -0.85541 | 9.2074 | 40 | 0 | 4.9524 | 4.9524 | 0.59001 | 4.9524 | 0 | 1.0691 | 0 | 0 | 0.85541
2025-04-07 22:00 | 0 | 0 | 149.1414 | 90 | 0 | 0 | 0.4523 | 0 | 0 | 0 | 0 | 0.4523 | 0.49753 | 0 | 0 | 0 | 0 | 0 | 5.143 | 0 | 0 | 0 | 0 | 9.2074 | 40 | 0 | 2.3046 | 2.3046 | 0.27456 | 2.3046 | 0 | 0.49753 | 0 | 0 | 0
2025-04-07 23:00 | 0 | 0 | 171.3969 | 90 | 0 | 0 | 0.53209 | 0 | 0 | 0 | 0 | 0.53209 | 0.5853 | 0 | 0 | 0 | 0 | 0 | 5.143 | 0 | 0 | 0 | 0 | 9.2074 | 40 | 0 | 2.7112 | 2.7112 | 0.323 | 2.7112 | 0 | 0.5853 | 0 | 0 | 0
2025-04-08 | 0 | 0 | -164.4903 | 90 | 0 | 0 | 0.53293 | 1.5094e-15 | 1.5094e-15 | 0 | 0 | 0.53293 | 0.58622 | 0 | 1.5888e-15 | 1.5094e-15 | 0 | 0 | 5.143 | 1.5888e-15 | 0 | 1.5888e-15 | 0 | 9.2074 | 40 | 0 | 2.7154 | 2.7154 | 0.3235 | 2.7154 | 0 | 0.58622 | 0 | 0 | 1.5888e-15
2025-04-08 01:00 | 0 | 0 | -143.7273 | 90 | 0 | 0 | 0.34663 | 3.0188e-15 | 3.0188e-15 | 0 | 0 | 0.34663 | 0.38129 | 0 | 3.1776e-15 | 3.0188e-15 | 0 | 0 | 5.143 | 3.1776e-15 | 0 | 3.1776e-15 | 0 | 9.2074 | 40 | 0 | 1.7662 | 1.7662 | 0.21042 | 1.7662 | 0 | 0.38129 | 0 | 0 | 3.1776e-15
2025-04-08 02:00 | 0 | 0 | -127.8956 | 90 | 0 | 0 | 0.53056 | 3.0188e-15 | 3.0188e-15 | 0 | 0 | 0.53056 | 0.58362 | 0 | 3.1776e-15 | 3.0188e-15 | 0 | 0 | 5.143 | 3.1776e-15 | 0 | 3.1776e-15 | 0 | 9.2074 | 40 | 0 | 2.7034 | 2.7034 | 0.32207 | 2.7034 | 0 | 0.58362 | 0 | 0 | 3.1776e-15
2025-04-08 03:00 | 0 | 0 | -115.9458 | 90 | 0 | 0 | 0.34677 | 3.0188e-15 | 3.0188e-15 | 0 | 0 | 0.34677 | 0.38145 | 0 | 3.1776e-15 | 3.0188e-15 | 0 | 0 | 5.143 | 3.1776e-15 | 0 | 3.1776e-15 | 0 | 9.2074 | 40 | 0 | 1.7669 | 1.7669 | 0.2105 | 1.7669 | 0 | 0.38145 | 0 | 0 | 3.1776e-15
2025-04-08 04:00 | 0 | 0 | -106.4118 | 90 | 0 | 0 | 0.44256 | 3.0188e-15 | 3.0188e-15 | 0 | 0 | 0.44256 | 0.48682 | 0 | 3.1776e-15 | 3.0188e-15 | 0 | 0 | 5.143 | 3.1776e-15 | 0 | 3.1776e-15 | 0 | 9.2074 | 40 | 0 | 2.255 | 2.255 | 0.26865 | 2.255 | 0 | 0.48682 | 0 | 0 | 3.1776e-15
2025-04-08 05:00 | 0.016946 | 0 | -98.1687 | 90 | 0 | 0 | 0.43093 | 3.0188e-15 | 3.0188e-15 | 0 | 0 | 0.43093 | 0.47402 | 0 | 3.1776e-15 | 3.0188e-15 | 0 | 0 | 5.143 | 3.1776e-15 | 0 | 3.1776e-15 | 0 | 9.2074 | 40 | 0 | 2.1957 | 2.1957 | 0.26159 | 2.1957 | 0 | 0.47402 | 0 | 0 | 3.1776e-15
2025-04-08 06:00 | 0.14209 | 11.6458 | -90.3644 | 80.2899 | 0.12809 | 0.40736 | 0.45991 | 0.38699 | 0.38699 | 105.2632 | 0 | 0.072921 | 0.42851 | 0.40736 | 0.40736 | 0.38699 | 0 | 0 | 5.143 | 4.7665e-15 | 0 | 4.7665e-15 | 0 | 9.2074 | 40 | 0 | 2.3434 | 2.3434 | 0.27918 | 2.3434 | 0 | 0.5059 | 0.32589 | 0 | 0.40736
2025-04-08 07:00 | 0.2313 | 24.3851 | -82.2016 | 65.3923 | 0.2236 | 0.71108 | 0.51024 | 0.51024 | 0.51024 | 139.3607 | 0 | 0 | 0.42616 | 0.71108 | 0.5371 | 0.51024 | 0 | 0 | 5.143 | 4.7665e-15 | 0.17398 | 0 | 0.17398 | 9.363 | 40.676 | 0 | 2.5998 | 2.5998 | 0.30974 | 2.5998 | 0 | 0.56127 | 0.56886 | 0 | 0.71108
2025-04-08 08:00 | 0.49621 | 36.8486 | -72.658 | 50.5233 | 0.51729 | 1.6451 | 0.45491 | 0.45491 | 0.45491 | 361.6274 | 0 | 0 | 0.055611 | 1.6451 | 0.47885 | 0.45491 | 0 | 0 | 5.143 | 0.13918 | 1.1662 | 0 | 1.1662 | 10.4061 | 45.2077 | 0 | 2.3179 | 2.3179 | 0.27615 | 2.3179 | 0 | 0.5004 | 1.3161 | 0 | 1.7843
2025-04-08 09:00 | 0.70773 | 48.5589 | -60.0159 | 35.728 | 0.76487 | 2.4324 | 0.50955 | 0.50955 | 0.50955 | 477.3633 | 0 | 0 | 0 | 2.4324 | 0.53637 | 0.50955 | 0 | 0 | 5.143 | 1.0722 | 1.896 | 0 | 1.896 | 12.102 | 52.5751 | 0 | 2.5963 | 2.5963 | 0.30932 | 2.5963 | 0 | 0.56051 | 1.9459 | 0 | 3.5046
2025-04-08 10:00 | 0.82953 | 58.4792 | -41.0921 | 21.1704 | 0.90753 | 2.8861 | 0.39239 | 0.39239 | 0.39239 | 735.5184 | 0 | 0 | 0 | 2.8861 | 0.41304 | 0.39239 | 0 | 0 | 5.143 | 2.589 | 2.4731 | 0 | 2.4731 | 14.3139 | 62.1847 | 0 | 1.9994 | 1.9994 | 0.2382 | 1.9994 | 0 | 0.43163 | 2.3089 | 0 | 5.4751
2025-04-08 11:00 | 0.7924 | 64.308 | -12.0579 | 8.2414 | 0.85789 | 2.7282 | 0.38096 | 0.38096 | 0.38096 | 716.1512 | 0 | 0 | 0 | 2.7282 | 0.40101 | 0.38096 | 0 | 0 | 4.0698 | 4.5675 | 2.3272 | 0 | 2.3272 | 16.3955 | 71.2276 | 0 | 1.9411 | 1.9411 | 0.23125 | 1.9411 | 0 | 0.41905 | 2.1826 | 0 | 7.2957
2025-04-08 12:00 | 0.96379 | 63.1738 | 21.947 | 11.6525 | 1.0639 | 3.3832 | 1.093 | 1.093 | 1.093 | 309.5229 | 0 | 0 | 0 | 3.3832 | 1.1506 | 1.093 | 0 | 0 | 2.8371 | 6.0061 | 2.2327 | 0 | 2.2327 | 18.3924 | 79.9031 | 0 | 5.5694 | 5.5694 | 0.66352 | 5.5694 | 0 | 1.2024 | 2.7066 | 0 | 9.3894
2025-04-08 13:00 | 0.89782 | 55.7688 | 47.7512 | 25.5294 | 0.98592 | 3.1354 | 0.80385 | 0.80385 | 0.80385 | 390.0486 | 0.5756 | 0 | 0 | 3.1354 | 0.84616 | 0.80385 | 0 | 0 | 1.7136 | 6.0061 | 1.7136 | 0 | 1.7136 | 19.9251 | 86.5618 | 0 | 4.0959 | 4.0959 | 0.48797 | 4.0959 | 0 | 0.88423 | 2.5083 | 0 | 9.1416
2025-04-08 14:00 | 0.63481 | 45.1367 | 64.3247 | 40.1958 | 0.67858 | 2.158 | 0.8354 | 0.8354 | 0.8354 | 258.3177 | 0.30952 | 0 | 0 | 2.158 | 0.87937 | 0.8354 | 0 | 0 | 0.9691 | 6.0061 | 0.9691 | 0 | 0.9691 | 20.7919 | 90.3275 | 0 | 4.2566 | 4.2566 | 0.50712 | 4.2566 | 0 | 0.91894 | 1.7264 | 0 | 8.1641
2025-04-08 15:00 | 0.38978 | 33.1254 | 75.7761 | 55.0217 | 0.39387 | 1.2526 | 0.91267 | 0.91267 | 0.91267 | 137.2413 | 0 | 0 | 0 | 1.2526 | 0.96071 | 0.91267 | 0 | 0 | 0.69754 | 6.0061 | 0.29186 | 0 | 0.29186 | 21.053 | 91.4616 | 0 | 4.6503 | 4.6503 | 0.55402 | 4.6503 | 0 | 1.0039 | 1.0021 | 0 | 7.2587
2025-04-08 16:00 | 0.23266 | 20.5411 | 84.7645 | 69.9022 | 0.22556 | 0.71733 | 0.71315 | 0.71315 | 0.71315 | 100.5863 | 0 | 0 | 0 | 0.71733 | 0.75068 | 0.71315 | 0 | 0 | 0.79319 | 6.0061 | 0 | 0.033353 | -0.033353 | 21.0157 | 91.2995 | 0 | 3.6337 | 3.6337 | 0.43291 | 3.6337 | 0 | 0.78446 | 0.57386 | 0 | 6.7235
2025-04-08 17:00 | 0.060127 | 7.7783 | 92.7278 | 84.8041 | 0.055387 | 0.17614 | 0.8471 | 0.8471 | 0.8471 | 20.7933 | 0 | 0 | 0 | 0.17614 | 0.89168 | 0.8471 | 0 | 0 | 0.99258 | 6.0061 | 0 | 0.71554 | -0.71554 | 20.2157 | 87.8241 | 0 | 4.3162 | 4.3162 | 0.51422 | 4.3162 | 0 | 0.93181 | 0.14091 | 0 | 6.1823
2025-04-08 18:00 | 0.00071092 | 0 | 100.5829 | 90 | 0 | 0 | 0.72465 | 0.72465 | 0.72465 | 0 | 0 | 1.1102e-16 | 0 | 0 | 0.76279 | 0.72465 | 0 | 0 | 1.7034 | 6.0061 | 0 | 0.76279 | -0.76279 | 19.3629 | 84.1191 | 0 | 3.6923 | 3.6923 | 0.43989 | 3.6923 | 0 | 0.79711 | 0 | 0 | 6.0061
2025-04-08 19:00 | 0 | 0 | 109.1185 | 90 | 0 | 0 | 0.89539 | 0.89539 | 0.89539 | 0 | 0 | 1.1102e-16 | 0 | 0 | 0.94251 | 0.89539 | 0 | 0 | 2.3073 | 6.0061 | 0 | 0.94251 | -0.94251 | 18.3091 | 79.5412 | 0 | 4.5623 | 4.5623 | 0.54353 | 4.5623 | 0 | 0.98493 | 0 | 0 | 6.0061
2025-04-08 20:00 | 0 | 0 | 119.2481 | 90 | 0 | 0 | 0.74877 | 0.74877 | 0.74877 | 0 | 0 | 1.1102e-16 | 0 | 0 | 0.78818 | 0.74877 | 0 | 0 | 2.9998 | 6.0061 | 0 | 0.78818 | -0.78818 | 17.4279 | 75.7129 | 0 | 3.8152 | 3.8152 | 0.45453 | 3.8152 | 0 | 0.82365 | 0 | 0 | 6.0061
2025-04-08 21:00 | 0 | 0 | 132.2094 | 90 | 0 | 0 | 0.74087 | 0.74087 | 0.74087 | 0 | 0 | 1.1102e-16 | 0 | 0 | 0.77986 | 0.74087 | 0 | 0 | 3.4944 | 6.0061 | 0 | 0.77986 | -0.77986 | 16.556 | 71.925 | 0 | 3.7749 | 3.7749 | 0.44973 | 3.7749 | 0 | 0.81495 | 0 | 0 | 6.0061
2025-04-08 22:00 | 0 | 0 | 149.4944 | 90 | 0 | 0 | 0.80646 | 0.80646 | 0.80646 | 0 | 0 | 1.1102e-16 | 0 | 0 | 0.8489 | 0.80646 | 0 | 0 | 3.9793 | 6.0061 | 0 | 0.8489 | -0.8489 | 15.6069 | 67.8018 | 0 | 4.1092 | 4.1092 | 0.48955 | 4.1092 | 0 | 0.8871 | 0 | 0 | 6.0061
2025-04-08 23:00 | 0 | 0 | 171.5983 | 90 | 0 | 0 | 0.42695 | 0.42695 | 0.42695 | 0 | 0 | 5.5511e-17 | 0 | 0 | 0.44943 | 0.42695 | 0 | 0 | 4.5265 | 5.7239 | 0 | 0.44943 | -0.44943 | 15.1044 | 65.6189 | 0 | 2.1755 | 2.1755 | 0.25918 | 2.1755 | 0 | 0.46965 | 0 | 0 | 5.7239
2025-04-09 | 0 | 0 | -164.5157 | 90 | 0 | 0 | 0.46891 | 0.46891 | 0.46891 | 0 | 0 | 5.5511e-17 | 0 | 0 | 0.49359 | 0.46891 | 0 | 0 | 4.7048 | 5.2745 | 0 | 0.49359 | -0.49359 | 14.5526 | 63.2214 | 0 | 2.3893 | 2.3893 | 0.28465 | 2.3893 | 0 | 0.51581 | 0 | 0 | 5.2745
2025-04-09 01:00 | 0 | 0 | -143.9138 | 90 | 0 | 0 | 0.36409 | 0.36409 | 0.36409 | 0 | 0 | 0 | 0 | 0 | 0.38325 | 0.36409 | 0 | 0 | 4.9799 | 4.7809 | 0 | 0.38325 | -0.38325 | 14.1241 | 61.3599 | 0 | 1.8551 | 1.8551 | 0.22101 | 1.8551 | 0 | 0.40049 | 0 | 0 | 4.7809
2025-04-09 02:00 | 0 | 0 | -128.1515 | 90 | 0 | 0 | 0.60186 | 0.60186 | 0.60186 | 0 | 0 | 1.1102e-16 | 0 | 0 | 0.63354 | 0.60186 | 0 | 0 | 5.143 | 4.3976 | 0 | 0.63354 | -0.63354 | 13.4157 | 58.2827 | 0 | 3.0667 | 3.0667 | 0.36535 | 3.0667 | 0 | 0.66205 | 0 | 0 | 4.3976
2025-04-09 03:00 | 0 | 0 | -116.2232 | 90 | 0 | 0 | 0.40157 | 0.40157 | 0.40157 | 0 | 0 | 5.5511e-17 | 0 | 0 | 0.4227 | 0.40157 | 0 | 0 | 5.143 | 3.7641 | 0 | 0.4227 | -0.4227 | 12.9432 | 56.2296 | 0 | 2.0461 | 2.0461 | 0.24376 | 2.0461 | 0 | 0.44172 | 0 | 0 | 3.7641
2025-04-09 04:00 | 0 | 0 | -106.6955 | 90 | 0 | 0 | 0.45786 | 0.45786 | 0.45786 | 0 | 0 | 5.5511e-17 | 0 | 0 | 0.48196 | 0.45786 | 0 | 0 | 5.143 | 3.3414 | 0 | 0.48196 | -0.48196 | 12.4043 | 53.8887 | 0 | 2.333 | 2.333 | 0.27794 | 2.333 | 0 | 0.50365 | 0 | 0 | 3.3414
2025-04-09 05:00 | 0.01817 | 0 | -98.4579 | 90 | 0 | 0 | 0.47177 | 0.47177 | 0.47177 | 0 | 0 | 5.5511e-17 | 0 | 0 | 0.4966 | 0.47177 | 0 | 0 | 5.143 | 2.8594 | 0 | 0.4966 | -0.4966 | 11.8491 | 51.4766 | 0 | 2.4038 | 2.4038 | 0.28638 | 2.4038 | 0 | 0.51894 | 0 | 0 | 2.8594
2025-04-09 06:00 | 0.086199 | 11.9093 | -90.6644 | 80.2228 | 0.080807 | 0.25698 | 0.3981 | 0.3981 | 0.3981 | 64.5509 | 0 | 0 | 0 | 0.25698 | 0.41906 | 0.3981 | 0 | 0 | 5.143 | 2.3628 | 0 | 0.16208 | -0.16208 | 11.6679 | 50.6894 | 0 | 2.0285 | 2.0285 | 0.24166 | 2.0285 | 0 | 0.43791 | 0.20558 | 0 | 2.6198
2025-04-09 07:00 | 0.28244 | 24.6528 | -82.5202 | 65.3382 | 0.27689 | 0.88054 | 0.31031 | 0.31031 | 0.31031 | 283.7646 | 0 | 0 | 0 | 0.88054 | 0.32664 | 0.31031 | 0 | 0 | 5.143 | 2.2008 | 0.5539 | 0 | 0.5539 | 12.1633 | 52.8417 | 0 | 1.5811 | 1.5811 | 0.18837 | 1.5811 | 0 | 0.34134 | 0.70443 | 0 | 3.0813
2025-04-09 08:00 | 0.34053 | 37.1321 | -73.0018 | 50.4858 | 0.33319 | 1.0596 | 0.29731 | 0.29731 | 0.29731 | 356.396 | 0 | 0 | 0 | 1.0596 | 0.31296 | 0.29731 | 0 | 0 | 5.143 | 2.6439 | 0.74665 | 0 | 0.74665 | 12.8311 | 55.743 | 0 | 1.5149 | 1.5149 | 0.18048 | 1.5149 | 0 | 0.32704 | 0.84769 | 0 | 3.7035
2025-04-09 09:00 | 0.41941 | 48.8734 | -60.3772 | 35.7163 | 0.41207 | 1.3105 | 0.46924 | 0.46924 | 0.46924 | 279.272 | 0 | 0 | 0 | 1.3105 | 0.49394 | 0.46924 | 0 | 0 | 5.143 | 3.2412 | 0.81653 | 0 | 0.81653 | 13.5615 | 58.9158 | 0 | 2.3909 | 2.3909 | 0.28485 | 2.3909 | 0 | 0.51617 | 1.0484 | 0 | 4.5517
2025-04-09 10:00 | 0.74974 | 58.8411 | -41.3947 | 21.2142 | 0.80593 | 2.563 | 0.5137 | 0.5137 | 0.5137 | 498.9337 | 0 | 0 | 0 | 2.563 | 0.54073 | 0.5137 | 0 | 0 | 5.0042 | 3.8944 | 2.0223 | 0 | 2.0223 | 15.3702 | 66.7737 | 0 | 2.6174 | 2.6174 | 0.31183 | 2.6174 | 0 | 0.56507 | 2.0504 | 0 | 6.4574
2025-04-09 11:00 | 0.79259 | 64.7026 | -12.0484 | 8.4984 | 0.85497 | 2.7189 | 0.39103 | 0.39103 | 0.39103 | 695.334 | 0 | 0 | 0 | 2.7189 | 0.41161 | 0.39103 | 0 | 0 | 3.7003 | 5.5122 | 2.3073 | 0 | 2.3073 | 17.434 | 75.7393 | 0 | 1.9924 | 1.9924 | 0.23737 | 1.9924 | 0 | 0.43013 | 2.1752 | 0 | 8.2312
2025-04-09 12:00 | 0.96433 | 63.5163 | 22.3839 | 11.9286 | 1.0604 | 3.3723 | 0.77957 | 0.77957 | 0.77957 | 432.5872 | 0.19292 | 0 | 0 | 3.3723 | 0.8206 | 0.77957 | 0 | 0 | 2.3588 | 6.0061 | 2.3588 | 0 | 2.3588 | 19.5438 | 84.905 | 0 | 3.9722 | 3.9722 | 0.47323 | 3.9722 | 0 | 0.85753 | 2.6979 | 0 | 9.3785
2025-04-09 13:00 | 0.79435 | 56.0197 | 48.2943 | 25.695 | 0.86256 | 2.7431 | 0.79626 | 0.79626 | 0.79626 | 344.4982 | 0.81633 | 0 | 0 | 2.7431 | 0.83816 | 0.79626 | 0 | 0 | 1.0886 | 6.0061 | 1.0886 | 0 | 1.0886 | 20.5174 | 89.1349 | 0 | 4.0572 | 4.0572 | 0.48336 | 4.0572 | 0 | 0.87588 | 2.1945 | 0 | 8.7492
2025-04-09 14:00 | 0.50445 | 45.3241 | 64.8178 | 40.3225 | 0.51531 | 1.6388 | 0.47927 | 0.47927 | 0.47927 | 341.9281 | 0.35073 | 0 | 0 | 1.6388 | 0.5045 | 0.47927 | 0 | 0 | 0.78355 | 6.0061 | 0.78355 | 0 | 0.78355 | 21.2183 | 92.1795 | 0 | 2.442 | 2.442 | 0.29094 | 2.442 | 0 | 0.5272 | 1.311 | 0 | 7.6449
2025-04-09 15:00 | 0.48355 | 33.2783 | 76.2109 | 55.1273 | 0.50175 | 1.5956 | 0.891 | 0.891 | 0.891 | 179.0854 | 0.093775 | 0 | 0 | 1.5956 | 0.93789 | 0.891 | 0 | 0 | 0.56398 | 6.0061 | 0.56398 | 0 | 0.56398 | 21.7227 | 94.371 | 0 | 4.5399 | 4.5399 | 0.54087 | 4.5399 | 0 | 0.9801 | 1.2765 | 0 | 7.6018
2025-04-09 16:00 | 0.22149 | 20.6789 | 85.1596 | 69.9932 | 0.21316 | 0.67788 | 0.82032 | 0.82032 | 0.82032 | 82.6365 | 0 | 0 | 0 | 0.67788 | 0.86349 | 0.82032 | 0 | 0 | 0.40594 | 6.0061 | 0 | 0.18561 | -0.18561 | 21.5152 | 93.4695 | 0 | 4.1798 | 4.1798 | 0.49796 | 4.1798 | 0 | 0.90235 | 0.5423 | 0 | 6.684
2025-04-09 17:00 | 0.092393 | 7.9145 | 93.1016 | 84.8828 | 0.076286 | 0.2426 | 0.9426 | 0.9426 | 0.9426 | 25.7375 | 0 | 1.1102e-16 | 0 | 0.2426 | 0.99221 | 0.9426 | 0 | 0 | 0.74997 | 6.0061 | 0 | 0.74961 | -0.74961 | 20.6771 | 89.8285 | 0 | 4.8028 | 4.8028 | 0.57219 | 4.8028 | 0 | 1.0369 | 0.19408 | 0 | 6.2488
2025-04-09 18:00 | 0.00089638 | 0 | 100.9509 | 90 | 0 | 0 | 0.89193 | 0.89193 | 0.89193 | 0 | 0 | 1.1102e-16 | 0 | 0 | 0.93887 | 0.89193 | 0 | 0 | 1.4713 | 6.0061 | 0 | 0.93887 | -0.93887 | 19.6274 | 85.2683 | 0 | 4.5446 | 4.5446 | 0.54143 | 4.5446 | 0 | 0.98112 | 0 | 0 | 6.0061
2025-04-09 19:00 | 0 | 0 | 109.4925 | 90 | 0 | 0 | 0.89852 | 0.89852 | 0.89852 | 0 | 0 | 1.1102e-16 | 0 | 0 | 0.94581 | 0.89852 | 0 | 0 | 2.2192 | 6.0061 | 0 | 0.94581 | -0.94581 | 18.5699 | 80.6744 | 0 | 4.5782 | 4.5782 | 0.54544 | 4.5782 | 0 | 0.98837 | 0 | 0 | 6.0061
2025-04-09 20:00 | 0 | 0 | 119.6349 | 90 | 0 | 0 | 0.94751 | 0.94751 | 0.94751 | 0 | 0 | 1.1102e-16 | 0 | 0 | 0.99738 | 0.94751 | 0 | 0 | 2.8813 | 6.0061 | 0 | 0.99738 | -0.99738 | 17.4549 | 75.83 | 0 | 4.8278 | 4.8278 | 0.57517 | 4.8278 | 0 | 1.0423 | 0 | 0 | 6.0061
2025-04-09 21:00 | 0 | 0 | 132.6003 | 90 | 0 | 0 | 0.76491 | 0.76491 | 0.76491 | 0 | 0 | 1.1102e-16 | 0 | 0 | 0.80517 | 0.76491 | 0 | 0 | 3.5485 | 6.0061 | 0 | 0.80517 | -0.80517 | 16.5546 | 71.9191 | 0 | 3.8975 | 3.8975 | 0.46433 | 3.8975 | 0 | 0.8414 | 0 | 0 | 6.0061
2025-04-09 22:00 | 0 | 0 | 149.8406 | 90 | 0 | 0 | 0.52469 | 0.52469 | 0.52469 | 0 | 0 | 1.1102e-16 | 0 | 0 | 0.55231 | 0.52469 | 0 | 0 | 4.0172 | 6.0061 | 0 | 0.55231 | -0.55231 | 15.9371 | 69.2365 | 0 | 2.6735 | 2.6735 | 0.31851 | 2.6735 | 0 | 0.57716 | 0 | 0 | 6.0061
2025-04-09 23:00 | 0 | 0 | 171.7945 | 90 | 0 | 0 | 0.76787 | 0.76787 | 0.76787 | 0 | 0 | 1.1102e-16 | 0 | 0 | 0.80829 | 0.76787 | 0 | 0 | 4.2775 | 6.0061 | 0 | 0.80829 | -0.80829 | 15.0334 | 65.3106 | 0 | 3.9125 | 3.9125 | 0.46613 | 3.9125 | 0 | 0.84466 | 0 | 0 | 6.0061
2025-04-10 | 0 | 0 | -164.5415 | 90 | 0 | 0 | 0.37495 | 0.37495 | 0.37495 | 0 | 0 | 5.5511e-17 | 0 | 0 | 0.39469 | 0.37495 | 0 | 0 | 4.8143 | 5.211 | 0 | 0.39469 | -0.39469 | 14.5922 | 63.3935 | 0 | 1.9105 | 1.9105 | 0.22761 | 1.9105 | 0 | 0.41245 | 0 | 0 | 5.211
2025-04-10 01:00 | 0 | 0 | -144.0979 | 90 | 0 | 0 | 0.44848 | 0.44848 | 0.44848 | 0 | 0 | 0 | 0 | 0 | 0.47208 | 0.44848 | 0 | 0 | 4.9613 | 4.8163 | 0 | 0.47208 | -0.47208 | 14.0644 | 61.1005 | 0 | 2.2851 | 2.2851 | 0.27224 | 2.2851 | 0 | 0.49333 | 0 | 0 | 4.8163
2025-04-10 02:00 | 0 | 0 | -128.4046 | 90 | 0 | 0 | 0.25279 | 0.25279 | 0.25279 | 0 | 0 | 0 | 0 | 0 | 0.2661 | 0.25279 | 0 | 0 | 5.143 | 4.3442 | 0 | 0.2661 | -0.2661 | 13.7669 | 59.8081 | 0 | 1.2881 | 1.2881 | 0.15345 | 1.2881 | 0 | 0.27807 | 0 | 0 | 4.3442
2025-04-10 03:00 | 0 | 0 | -116.4983 | 90 | 0 | 0 | 0.33661 | 0.33661 | 0.33661 | 0 | 0 | 0 | 0 | 0 | 0.35433 | 0.33661 | 0 | 0 | 5.143 | 4.0781 | 0 | 0.35433 | -0.35433 | 13.3707 | 58.087 | 0 | 1.7151 | 1.7151 | 0.20434 | 1.7151 | 0 | 0.37027 | 0 | 0 | 4.0781
2025-04-10 04:00 | 0 | 0 | -106.9774 | 90 | 0 | 0 | 0.29458 | 0.29458 | 0.29458 | 0 | 0 | 5.5511e-17 | 0 | 0 | 0.31008 | 0.29458 | 0 | 0 | 5.143 | 3.7238 | 0 | 0.31008 | -0.31008 | 13.024 | 56.5809 | 0 | 1.501 | 1.501 | 0.17882 | 1.501 | 0 | 0.32404 | 0 | 0 | 3.7238
2025-04-10 05:00 | 0.014164 | 0 | -98.746 | 90 | 0 | 0 | 0.38341 | 0.38341 | 0.38341 | 0 | 0 | 5.5511e-17 | 0 | 0 | 0.40359 | 0.38341 | 0 | 0 | 5.143 | 3.4137 | 0 | 0.40359 | -0.40359 | 12.5728 | 54.6206 | 0 | 1.9536 | 1.9536 | 0.23274 | 1.9536 | 0 | 0.42175 | 0 | 0 | 3.4137
2025-04-10 06:00 | 0.087907 | 12.1706 | -90.9639 | 80.1574 | 0.082333 | 0.26183 | 0.32134 | 0.32134 | 0.32134 | 81.4828 | 0 | 5.5511e-17 | 0 | 0.26183 | 0.33825 | 0.32134 | 0 | 0 | 5.143 | 3.0101 | 0 | 0.076415 | -0.076415 | 12.4874 | 54.2495 | 0 | 1.6373 | 1.6373 | 0.19506 | 1.6373 | 0 | 0.35347 | 0.20947 | 0 | 3.272
2025-04-10 07:00 | 0.22581 | 24.9179 | -82.839 | 65.2863 | 0.21683 | 0.68954 | 0.23056 | 0.23056 | 0.23056 | 299.0718 | 0 | 0 | 0 | 0.68954 | 0.2427 | 0.23056 | 0 | 0 | 5.143 | 2.9337 | 0.44685 | 0 | 0.44685 | 12.887 | 55.9858 | 0 | 1.1748 | 1.1748 | 0.13996 | 1.1748 | 0 | 0.25362 | 0.55164 | 0 | 3.6233
2025-04-10 08:00 | 0.3815 | 37.4125 | -73.3469 | 50.4513 | 0.37794 | 1.2019 | 0.30357 | 0.30357 | 0.30357 | 395.93 | 0 | 0 | 0 | 1.2019 | 0.31955 | 0.30357 | 0 | 0 | 5.143 | 3.2912 | 0.88238 | 0 | 0.88238 | 13.6763 | 59.4145 | 0 | 1.5468 | 1.5468 | 0.18428 | 1.5468 | 0 | 0.33393 | 0.96154 | 0 | 4.4931
2025-04-10 09:00 | 0.33719 | 49.1846 | -60.7419 | 35.7092 | 0.32358 | 1.029 | 0.45763 | 0.45763 | 0.45763 | 224.8628 | 0 | 0 | 0 | 1.029 | 0.48172 | 0.45763 | 0 | 0 | 4.9846 | 3.9971 | 0.54733 | 0 | 0.54733 | 14.1658 | 61.5412 | 0 | 2.3318 | 2.3318 | 0.2778 | 2.3318 | 0 | 0.5034 | 0.82324 | 0 | 5.0261
2025-04-10 10:00 | 0.4072 | 59.2 | -41.7033 | 21.2654 | 0.39327 | 1.2507 | 0.36913 | 0.36913 | 0.36913 | 338.8155 | 0 | 0 | 0 | 1.2507 | 0.38855 | 0.36913 | 0 | 0 | 4.7142 | 4.435 | 0.8621 | 0 | 0.8621 | 14.9369 | 64.8911 | 0 | 1.8808 | 1.8808 | 0.22407 | 1.8808 | 0 | 0.40604 | 1.0005 | 0 | 5.6856
2025-04-10 11:00 | 0.35778 | 65.095 | -12.0403 | 8.7646 | 0.34135 | 1.0855 | 0.34302 | 0.34302 | 0.34302 | 316.4644 | 0 | 0 | 0 | 1.0855 | 0.36107 | 0.34302 | 0 | 0 | 4.2166 | 5.1246 | 0.72446 | 0 | 0.72446 | 15.5849 | 67.7061 | 0 | 1.7478 | 1.7478 | 0.20823 | 1.7478 | 0 | 0.37732 | 0.86843 | 0 | 6.2102
2025-04-10 12:00 | 0.63507 | 63.8559 | 22.8276 | 12.2092 | 0.65385 | 2.0794 | 0.65402 | 0.65402 | 0.65402 | 317.9376 | 0 | 0 | 0 | 2.0794 | 0.68844 | 0.65402 | 0 | 0 | 3.8562 | 5.7042 | 1.3909 | 0 | 1.3909 | 16.8289 | 73.1109 | 0 | 3.3324 | 3.3324 | 0.39701 | 3.3324 | 0 | 0.71942 | 1.6635 | 0 | 7.7836
2025-04-10 13:00 | 0.74666 | 56.2675 | 48.8407 | 25.8637 | 0.80124 | 2.5481 | 0.71732 | 0.71732 | 0.71732 | 355.2223 | 0 | 0 | 0 | 2.5481 | 0.75507 | 0.71732 | 0 | 0 | 3.0174 | 6.0061 | 1.793 | 0 | 1.793 | 18.4327 | 80.078 | 0 | 3.655 | 3.655 | 0.43544 | 3.655 | 0 | 0.78905 | 2.0385 | 0 | 8.5542
2025-04-10 14:00 | 0.61517 | 45.5089 | 65.311 | 40.4508 | 0.64863 | 2.0628 | 0.78029 | 0.78029 | 0.78029 | 264.3568 | 0 | 0 | 0 | 2.0628 | 0.82136 | 0.78029 | 0 | 0 | 1.9722 | 6.0061 | 1.2414 | 0 | 1.2414 | 19.543 | 84.9017 | 0 | 3.9758 | 3.9758 | 0.47367 | 3.9758 | 0 | 0.85832 | 1.6502 | 0 | 8.0689
2025-04-10 15:00 | 0.23167 | 33.4295 | 76.6445 | 55.2334 | 0.22085 | 0.70234 | 0.55966 | 0.55966 | 0.55966 | 125.4938 | 0 | 0 | 0 | 0.70234 | 0.58912 | 0.55966 | 0 | 0 | 1.4084 | 6.0061 | 0.11322 | 0 | 0.11322 | 19.6443 | 85.3416 | 0 | 2.8516 | 2.8516 | 0.33973 | 2.8516 | 0 | 0.61563 | 0.56187 | 0 | 6.7085
2025-04-10 16:00 | 0.25543 | 20.8157 | 85.5529 | 70.0838 | 0.24619 | 0.78294 | 0.47663 | 0.47663 | 0.47663 | 164.2647 | 0 | 0 | 0 | 0.78294 | 0.50172 | 0.47663 | 0 | 0 | 1.6236 | 6.0061 | 0.28122 | 0 | 0.28122 | 19.8958 | 86.4344 | 0 | 2.4286 | 2.4286 | 0.28933 | 2.4286 | 0 | 0.5243 | 0.62635 | 0 | 6.7891
2025-04-10 17:00 | 0.048808 | 8.0503 | 93.4735 | 84.9606 | 0.045545 | 0.14484 | 0.33926 | 0.33926 | 0.33926 | 42.6927 | 0 | 5.5511e-17 | 0 | 0.14484 | 0.35712 | 0.33926 | 0 | 0 | 1.5654 | 6.0061 | 0 | 0.21228 | -0.21228 | 19.6585 | 85.4033 | 0 | 1.7286 | 1.7286 | 0.20594 | 1.7286 | 0 | 0.37319 | 0.11587 | 0 | 6.151
2025-04-10 18:00 | 0.00184 | 0 | 101.3164 | 90 | 0 | 0 | 0.6405 | 0.6405 | 0.6405 | 0 | 0 | 0 | 0 | 0 | 0.67421 | 0.6405 | 0 | 0 | 1.8533 | 6.0061 | 0 | 0.67421 | -0.67421 | 18.9047 | 82.1286 | 0 | 3.2636 | 3.2636 | 0.38881 | 3.2636 | 0 | 0.70455 | 0 | 0 | 6.0061
2025-04-10 19:00 | 0 | 0 | 109.8636 | 90 | 0 | 0 | 0.90726 | 0.90726 | 0.90726 | 0 | 0 | 1.1102e-16 | 0 | 0 | 0.95501 | 0.90726 | 0 | 0 | 2.468 | 6.0061 | 0 | 0.95501 | -0.95501 | 17.837 | 77.49 | 0 | 4.6228 | 4.6228 | 0.55074 | 4.6228 | 0 | 0.99799 | 0 | 0 | 6.0061
2025-04-10 20:00 | 0 | 0 | 120.0178 | 90 | 0 | 0 | 0.98767 | 0.98767 | 0.98767 | 0 | 0 | 1.1102e-16 | 0 | 0 | 1.0397 | 0.98767 | 0 | 0 | 3.2248 | 6.0061 | 0 | 1.0397 | -1.0397 | 16.6746 | 72.4403 | 0 | 5.0325 | 5.0325 | 0.59955 | 5.0325 | 0 | 1.0864 | 0 | 0 | 6.0061
2025-04-10 21:00 | 0 | 0 | 132.9858 | 90 | 0 | 0 | 0.76703 | 0.76703 | 0.76703 | 0 | 0 | 1.1102e-16 | 0 | 0 | 0.8074 | 0.76703 | 0 | 0 | 3.9663 | 6.0061 | 0 | 0.8074 | -0.8074 | 15.7719 | 68.5186 | 0 | 3.9082 | 3.9082 | 0.46561 | 3.9082 | 0 | 0.84373 | 0 | 0 | 6.0061
2025-04-10 22:00 | 0 | 0 | 150.1801 | 90 | 0 | 0 | 0.69027 | 0.69027 | 0.69027 | 0 | 0 | 1.1102e-16 | 0 | 0 | 0.7266 | 0.69027 | 0 | 0 | 4.4464 | 5.8715 | 0 | 0.7266 | -0.7266 | 14.9595 | 64.9894 | 0 | 3.5171 | 3.5171 | 0.41902 | 3.5171 | 0 | 0.7593 | 0 | 0 | 5.8715
2025-04-10 23:00 | 0 | 0 | 171.9854 | 90 | 0 | 0 | 0.64598 | 0.64598 | 0.64598 | 0 | 0 | 0 | 0 | 0 | 0.67998 | 0.64598 | 0 | 0 | 4.8667 | 5.1449 | 0 | 0.67998 | -0.67998 | 14.1993 | 61.6867 | 0 | 3.2915 | 3.2915 | 0.39213 | 3.2915 | 0 | 0.71058 | 0 | 0 | 5.1449
2025-04-11 | 0 | 0 | -164.568 | 90 | 0 | 0 | 0.44103 | 0.44103 | 0.44103 | 0 | 0 | 5.5511e-17 | 0 | 0 | 0.46424 | 0.44103 | 0 | 0 | 5.143 | 4.4649 | 0 | 0.46424 | -0.46424 | 13.6802 | 59.4318 | 0 | 2.2472 | 2.2472 | 0.26772 | 2.2472 | 0 | 0.48514 | 0 | 0 | 4.4649
2025-04-11 01:00 | 0 | 0 | -144.2795 | 90 | 0 | 0 | 0.34637 | 0.34637 | 0.34637 | 0 | 0 | 0 | 0 | 0 | 0.3646 | 0.34637 | 0 | 0 | 5.143 | 4.0007 | 0 | 0.3646 | -0.3646 | 13.2726 | 57.6609 | 0 | 1.7648 | 1.7648 | 0.21026 | 1.7648 | 0 | 0.381 | 0 | 0 | 4.0007
2025-04-11 02:00 | 0 | 0 | -128.6549 | 90 | 0 | 0 | 0.36256 | 0.36256 | 0.36256 | 0 | 0 | 0 | 0 | 0 | 0.38164 | 0.36256 | 0 | 0 | 5.143 | 3.6361 | 0 | 0.38164 | -0.38164 | 12.8459 | 55.8072 | 0 | 1.8473 | 1.8473 | 0.22008 | 1.8473 | 0 | 0.39881 | 0 | 0 | 3.6361
2025-04-11 03:00 | 0 | 0 | -116.7711 | 90 | 0 | 0 | 0.34522 | 0.34522 | 0.34522 | 0 | 0 | 5.5511e-17 | 0 | 0 | 0.36339 | 0.34522 | 0 | 0 | 5.143 | 3.2544 | 0 | 0.36339 | -0.36339 | 12.4397 | 54.0422 | 0 | 1.759 | 1.759 | 0.20956 | 1.759 | 0 | 0.37974 | 0 | 0 | 3.2544
2025-04-11 04:00 | 0 | 0 | -107.2576 | 90 | 0 | 0 | 0.32073 | 0.32073 | 0.32073 | 0 | 0 | 5.5511e-17 | 0 | 0 | 0.33761 | 0.32073 | 0 | 0 | 5.143 | 2.891 | 0 | 0.33761 | -0.33761 | 12.0622 | 52.4024 | 0 | 1.6342 | 1.6342 | 0.19469 | 1.6342 | 0 | 0.3528 | 0 | 0 | 2.891
2025-04-11 05:00 | 0.023031 | 0 | -99.0329 | 90 | 0 | 0 | 0.24035 | 0.24035 | 0.24035 | 0 | 0 | 0 | 0 | 0 | 0.253 | 0.24035 | 0 | 0 | 5.143 | 2.5534 | 0 | 0.253 | -0.253 | 11.7793 | 51.1735 | 0 | 1.2247 | 1.2247 | 0.1459 | 1.2247 | 0 | 0.26439 | 0 | 0 | 2.5534
2025-04-11 06:00 | 0.2053 | 12.4294 | -91.2627 | 80.0934 | 0.17044 | 0.54203 | 0.4118 | 0.4118 | 0.4118 | 131.6261 | 0 | 0 | 0 | 0.54203 | 0.43347 | 0.4118 | 0 | 0 | 5.143 | 2.3004 | 0.10856 | 0 | 0.10856 | 11.8764 | 51.5954 | 0 | 2.0982 | 2.0982 | 0.24997 | 2.0982 | 0 | 0.45297 | 0.43362 | 0 | 2.8425
2025-04-11 07:00 | 0.4179 | 25.1803 | -83.1578 | 65.2367 | 0.41606 | 1.3231 | 0.46988 | 0.46988 | 0.46988 | 281.5896 | 0 | 0 | 0 | 1.3231 | 0.49461 | 0.46988 | 0 | 0 | 5.143 | 2.3873 | 0.82852 | 0 | 0.82852 | 12.6175 | 54.8147 | 0 | 2.3942 | 2.3942 | 0.28523 | 2.3942 | 0 | 0.51687 | 1.0585 | 0 | 3.7104
2025-04-11 08:00 | 0.52081 | 37.6897 | -73.6932 | 50.42 | 0.53831 | 1.7119 | 0.57791 | 0.57791 | 0.57791 | 296.2254 | 0 | 0 | 0 | 1.7119 | 0.60833 | 0.57791 | 0 | 0 | 5.143 | 3.0501 | 1.1036 | 0 | 1.1036 | 13.6046 | 59.103 | 0 | 2.9446 | 2.9446 | 0.35081 | 2.9446 | 0 | 0.6357 | 1.3695 | 0 | 4.762
2025-04-11 09:00 | 0.74787 | 49.4924 | -61.1099 | 35.7066 | 0.80148 | 2.5489 | 0.35712 | 0.35712 | 0.35712 | 713.7332 | 0 | 0 | 0 | 2.5489 | 0.37591 | 0.35712 | 0 | 0 | 4.9278 | 3.933 | 2.1729 | 0 | 2.1729 | 15.5481 | 67.5464 | 0 | 1.8196 | 1.8196 | 0.21678 | 1.8196 | 0 | 0.39283 | 2.0391 | 0 | 6.4818
2025-04-11 10:00 | 0.86909 | 59.5557 | -42.0179 | 21.3237 | 0.94299 | 2.9989 | 0.27075 | 0.27075 | 0.27075 | 1107.595 | 0 | 0 | 0 | 2.9989 | 0.285 | 0.27075 | 0 | 0 | 3.5453 | 5.6713 | 2.7139 | 0 | 2.7139 | 17.9754 | 78.0916 | 0 | 1.3796 | 1.3796 | 0.16436 | 1.3796 | 0 | 0.29783 | 2.3991 | 0 | 8.6702
2025-04-11 11:00 | 0.83672 | 65.4852 | -12.0337 | 9.0389 | 0.90337 | 2.8729 | 0.45681 | 0.45681 | 0.45681 | 628.8962 | 0.44846 | 0 | 0 | 2.8729 | 0.48086 | 0.45681 | 0 | 0 | 1.9436 | 6.0061 | 1.9436 | 0 | 1.9436 | 19.7138 | 85.6437 | 0 | 2.3276 | 2.3276 | 0.2773 | 2.3276 | 0 | 0.50249 | 2.2983 | 0 | 8.879
2025-04-11 12:00 | 0.78609 | 64.1926 | 23.278 | 12.4935 | 0.84161 | 2.6765 | 0.98741 | 0.98741 | 0.98741 | 271.06 | 0.60178 | 0 | 0 | 2.6765 | 1.0394 | 0.98741 | 0 | 0 | 1.0353 | 6.0061 | 1.0353 | 0 | 1.0353 | 20.6398 | 89.6667 | 0 | 5.0312 | 5.0312 | 0.59939 | 5.0312 | 0 | 1.0862 | 2.1412 | 0 | 8.6826
2025-04-11 13:00 | 0.69244 | 56.512 | 49.3901 | 26.0352 | 0.73122 | 2.3254 | 0.87077 | 0.87077 | 0.87077 | 267.0502 | 0.6636 | 0 | 0 | 2.3254 | 0.9166 | 0.87077 | 0 | 0 | 0.7452 | 6.0061 | 0.7452 | 0 | 0.7452 | 21.3064 | 92.5623 | 0 | 4.4368 | 4.4368 | 0.52859 | 4.4368 | 0 | 0.95785 | 1.8603 | 0 | 8.3315
2025-04-11 14:00 | 0.56155 | 45.6912 | 65.8041 | 40.5803 | 0.58091 | 1.8474 | 0.86968 | 0.86968 | 0.86968 | 212.4225 | 0.39557 | 0 | 0 | 1.8474 | 0.91546 | 0.86968 | 0 | 0 | 0.53638 | 6.0061 | 0.53638 | 0 | 0.53638 | 21.7861 | 94.6465 | 0 | 4.4313 | 4.4313 | 0.52793 | 4.4313 | 0 | 0.95665 | 1.4779 | 0 | 7.8536
2025-04-11 15:00 | 0.60176 | 33.579 | 77.0766 | 55.3399 | 0.6249 | 1.9873 | 0.91227 | 0.91227 | 0.91227 | 217.8412 | 0.64094 | 0 | 0 | 1.9873 | 0.96028 | 0.91227 | 0 | 0 | 0.38607 | 6.0061 | 0.38607 | 0 | 0.38607 | 22.1314 | 96.1466 | 0 | 4.6483 | 4.6483 | 0.55378 | 4.6483 | 0 | 1.0035 | 1.5898 | 0 | 7.9934
2025-04-11 16:00 | 0.41643 | 20.9515 | 85.9444 | 70.1742 | 0.40106 | 1.2754 | 0.76915 | 0.76915 | 0.76915 | 165.8238 | 0.18792 | 0 | 0 | 1.2754 | 0.80964 | 0.76915 | 0 | 0 | 0.27789 | 6.0061 | 0.27789 | 0 | 0.27789 | 22.38 | 97.2264 | 0 | 3.9191 | 3.9191 | 0.4669 | 3.9191 | 0 | 0.84607 | 1.0204 | 0 | 7.2816
2025-04-11 17:00 | 0.15397 | 8.1856 | 93.8431 | 85.0375 | 0.098681 | 0.31382 | 0.70347 | 0.70347 | 0.70347 | 44.6108 | 0 | 1.1102e-16 | 0 | 0.31382 | 0.74049 | 0.70347 | 0 | 0 | 0.20002 | 6.0061 | 0 | 0.42667 | -0.42667 | 21.9029 | 95.154 | 0 | 3.5844 | 3.5844 | 0.42703 | 3.5844 | 0 | 0.77381 | 0.25106 | 0 | 6.32
2025-04-11 18:00 | 0.0021806 | 0 | 101.6794 | 90 | 0 | 0 | 1.0591 | 1.0591 | 1.0591 | 0 | 0 | 2.2204e-16 | 0 | 0 | 1.1149 | 1.0591 | 0 | 0 | 0.67021 | 6.0061 | 0 | 1.1149 | -1.1149 | 20.6565 | 89.739 | 0 | 5.3965 | 5.3965 | 0.64292 | 5.3965 | 0 | 1.165 | 0 | 0 | 6.0061
2025-04-11 19:00 | 0 | 0 | 110.2315 | 90 | 0 | 0 | 0.77473 | 0.77473 | 0.77473 | 0 | 0 | 1.1102e-16 | 0 | 0 | 0.8155 | 0.77473 | 0 | 0 | 1.6426 | 6.0061 | 0 | 0.8155 | -0.8155 | 19.7447 | 85.778 | 0 | 3.9475 | 3.9475 | 0.47029 | 3.9475 | 0 | 0.8522 | 0 | 0 | 6.0061
2025-04-11 20:00 | 0 | 0 | 120.3965 | 90 | 0 | 0 | 0.80057 | 0.80057 | 0.80057 | 0 | 0 | 1.1102e-16 | 0 | 0 | 0.84271 | 0.80057 | 0 | 0 | 2.1899 | 6.0061 | 0 | 0.84271 | -0.84271 | 18.8026 | 81.6848 | 0 | 4.0792 | 4.0792 | 0.48598 | 4.0792 | 0 | 0.88063 | 0 | 0 | 6.0061
2025-04-11 21:00 | 0 | 0 | 133.3657 | 90 | 0 | 0 | 0.68344 | 0.68344 | 0.68344 | 0 | 0 | 1.1102e-16 | 0 | 0 | 0.71942 | 0.68344 | 0 | 0 | 2.7393 | 6.0061 | 0 | 0.71942 | -0.71942 | 17.9982 | 78.1906 | 0 | 3.4824 | 3.4824 | 0.41488 | 3.4824 | 0 | 0.75179 | 0 | 0 | 6.0061
2025-04-11 22:00 | 0 | 0 | 150.5128 | 90 | 0 | 0 | 0.683 | 0.683 | 0.683 | 0 | 0 | 1.1102e-16 | 0 | 0 | 0.71895 | 0.683 | 0 | 0 | 3.1642 | 6.0061 | 0 | 0.71895 | -0.71895 | 17.1944 | 74.6985 | 0 | 3.4801 | 3.4801 | 0.4146 | 3.4801 | 0 | 0.7513 | 0 | 0 | 6.0061
2025-04-11 23:00 | 0 | 0 | 172.171 | 90 | 0 | 0 | 0.7602 | 0.7602 | 0.7602 | 0 | 0 | 1.1102e-16 | 0 | 0 | 0.80021 | 0.7602 | 0 | 0 | 3.6016 | 6.0061 | 0 | 0.80021 | -0.80021 | 16.2997 | 70.8118 | 0 | 3.8735 | 3.8735 | 0.46147 | 3.8735 | 0 | 0.83622 | 0 | 0 | 6.0061
2025-04-12 | 0 | 0 | -164.5952 | 90 | 0 | 0 | 0.42429 | 0.42429 | 0.42429 | 0 | 0 | 5.5511e-17 | 0 | 0 | 0.44663 | 0.42429 | 0 | 0 | 4.1176 | 6.0061 | 0 | 0.44663 | -0.44663 | 15.8004 | 68.6425 | 0 | 2.1619 | 2.1619 | 0.25756 | 2.1619 | 0 | 0.46672 | 0 | 0 | 6.0061
2025-04-12 01:00 | 0 | 0 | -144.4588 | 90 | 0 | 0 | 0.4488 | 0.4488 | 0.4488 | 0 | 0 | 5.5511e-17 | 0 | 0 | 0.47242 | 0.4488 | 0 | 0 | 4.3064 | 5.897 | 0 | 0.47242 | -0.47242 | 15.2722 | 66.3479 | 0 | 2.2868 | 2.2868 | 0.27244 | 2.2868 | 0 | 0.49368 | 0 | 0 | 5.897
2025-04-12 02:00 | 0 | 0 | -128.9025 | 90 | 0 | 0 | 0.5073 | 0.5073 | 0.5073 | 0 | 0 | 1.1102e-16 | 0 | 0 | 0.534 | 0.5073 | 0 | 0 | 4.5686 | 5.4246 | 0 | 0.534 | -0.534 | 14.6752 | 63.7542 | 0 | 2.5849 | 2.5849 | 0.30795 | 2.5849 | 0 | 0.55803 | 0 | 0 | 5.4246
2025-04-12 03:00 | 0 | 0 | -117.0416 | 90 | 0 | 0 | 0.39233 | 0.39233 | 0.39233 | 0 | 0 | 5.5511e-17 | 0 | 0 | 0.41298 | 0.39233 | 0 | 0 | 4.9039 | 4.8906 | 0 | 0.41298 | -0.41298 | 14.2135 | 61.7483 | 0 | 1.9991 | 1.9991 | 0.23816 | 1.9991 | 0 | 0.43157 | 0 | 0 | 4.8906
2025-04-12 04:00 | 0 | 0 | -107.5361 | 90 | 0 | 0 | 0.60393 | 0.60393 | 0.60393 | 0 | 0 | 1.1102e-16 | 0 | 0 | 0.63571 | 0.60393 | 0 | 0 | 5.1291 | 4.4776 | 0 | 0.63571 | -0.63571 | 13.5027 | 58.6605 | 0 | 3.0772 | 3.0772 | 0.3666 | 3.0772 | 0 | 0.66432 | 0 | 0 | 4.4776
2025-04-12 05:00 | 0.025962 | 0 | -99.3185 | 90 | 0 | 0 | 0.41325 | 0.41325 | 0.41325 | 0 | 0 | 5.5511e-17 | 0 | 0 | 0.435 | 0.41325 | 0 | 0 | 5.143 | 3.8419 | 0 | 0.435 | -0.435 | 13.0164 | 56.5477 | 0 | 2.1056 | 2.1056 | 0.25086 | 2.1056 | 0 | 0.45457 | 0 | 0 | 3.8419
2025-04-12 06:00 | 0.17859 | 12.6857 | -91.5609 | 80.0312 | 0.1514 | 0.48146 | 0.4075 | 0.4075 | 0.4075 | 118.1497 | 0 | 0 | 0 | 0.48146 | 0.42895 | 0.4075 | 0 | 0 | 5.143 | 3.4069 | 0.052513 | 0 | 0.052513 | 13.0633 | 56.7517 | 0 | 2.0763 | 2.0763 | 0.24737 | 2.0763 | 0 | 0.44825 | 0.38517 | 0 | 3.8883
2025-04-12 07:00 | 0.37348 | 25.4397 | -83.4766 | 65.1893 | 0.36766 | 1.1692 | 0.42252 | 0.42252 | 0.42252 | 276.7255 | 0 | 0 | 0 | 1.1692 | 0.44476 | 0.42252 | 0 | 0 | 5.143 | 3.4489 | 0.72447 | 0 | 0.72447 | 13.7113 | 59.5668 | 0 | 2.1529 | 2.1529 | 0.25649 | 2.1529 | 0 | 0.46477 | 0.93538 | 0 | 4.6181
2025-04-12 08:00 | 0.70656 | 37.9637 | -74.0406 | 50.3919 | 0.73957 | 2.352 | 0.38348 | 0.38348 | 0.38348 | 613.3192 | 0 | 0 | 0 | 2.352 | 0.40366 | 0.38348 | 0 | 0 | 5.0641 | 4.0285 | 1.9483 | 0 | 1.9483 | 15.4539 | 67.1373 | 0 | 1.954 | 1.954 | 0.23279 | 1.954 | 0 | 0.42183 | 1.8816 | 0 | 6.3804
2025-04-12 09:00 | 0.76963 | 49.7966 | -61.4813 | 35.7084 | 0.82272 | 2.6164 | 0.33742 | 0.33742 | 0.33742 | 775.4061 | 0 | 0 | 0 | 2.6164 | 0.35518 | 0.33742 | 0 | 0 | 3.7326 | 5.5871 | 2.2612 | 0 | 2.2612 | 17.4764 | 75.9237 | 0 | 1.7193 | 1.7193 | 0.20483 | 1.7193 | 0 | 0.37117 | 2.0931 | 0 | 8.2035
2025-04-12 10:00 | 0.73736 | 59.9081 | -42.3387 | 21.389 | 0.78156 | 2.4855 | 0.49567 | 0.49567 | 0.49567 | 501.4387 | 0 | 0 | 0 | 2.4855 | 0.52176 | 0.49567 | 0 | 0 | 2.3798 | 6.0061 | 1.9637 | 0 | 1.9637 | 19.2328 | 83.5542 | 0 | 2.5256 | 2.5256 | 0.30089 | 2.5256 | 0 | 0.54524 | 1.9884 | 0 | 8.4916
2025-04-12 11:00 | 0.79456 | 65.8729 | -12.0291 | 9.3201 | 0.8483 | 2.6977 | 0.3494 | 0.3494 | 0.3494 | 772.1125 | 0.96196 | 0 | 0 | 2.6977 | 0.36779 | 0.3494 | 0 | 0 | 1.368 | 6.0061 | 1.368 | 0 | 1.368 | 20.4564 | 88.8698 | 0 | 1.7803 | 1.7803 | 0.2121 | 1.7803 | 0 | 0.38434 | 2.1582 | 0 | 8.7039
2025-04-12 12:00 | 0.57787 | 64.5262 | 23.7348 | 12.7809 | 0.58125 | 1.8485 | 0.83744 | 0.83744 | 0.83744 | 220.7304 | 0.1643 | 0 | 0 | 1.8485 | 0.88151 | 0.83744 | 0 | 0 | 0.80266 | 6.0061 | 0.80266 | 0 | 0.80266 | 21.1743 | 91.9887 | 0 | 4.267 | 4.267 | 0.50835 | 4.267 | 0 | 0.92118 | 1.4788 | 0 | 7.8546
2025-04-12 13:00 | 0.4995 | 56.7531 | 49.9421 | 26.2093 | 0.4953 | 1.5751 | 0.89078 | 0.89078 | 0.89078 | 176.8266 | 0.059734 | 0 | 0 | 1.5751 | 0.93767 | 0.89078 | 0 | 0 | 0.57774 | 6.0061 | 0.57774 | 0 | 0.57774 | 21.6911 | 94.2336 | 0 | 4.5388 | 4.5388 | 0.54074 | 4.5388 | 0 | 0.97986 | 1.2601 | 0 | 7.5813
2025-04-12 14:00 | 0.63767 | 45.871 | 66.2967 | 40.711 | 0.66976 | 2.1299 | 0.71634 | 0.71634 | 0.71634 | 297.3365 | 0.96005 | 0 | 0 | 2.1299 | 0.75404 | 0.71634 | 0 | 0 | 0.41585 | 6.0061 | 0.41585 | 0 | 0.41585 | 22.063 | 95.8495 | 0 | 3.65 | 3.65 | 0.43484 | 3.65 | 0 | 0.78797 | 1.704 | 0 | 8.1361
2025-04-12 15:00 | 0.58112 | 33.7269 | 77.5073 | 55.4466 | 0.59948 | 1.9064 | 0.86562 | 0.86562 | 0.86562 | 220.2408 | 0.69595 | 0 | 0 | 1.9064 | 0.91118 | 0.86562 | 0 | 0 | 0.29932 | 6.0061 | 0.29932 | 0 | 0.29932 | 22.3307 | 97.0126 | 0 | 4.4106 | 4.4106 | 0.52546 | 4.4106 | 0 | 0.95218 | 1.5252 | 0 | 7.9126
2025-04-12 16:00 | 0.38922 | 21.0863 | 86.3339 | 70.264 | 0.37121 | 1.1805 | 0.87784 | 0.87784 | 0.87784 | 134.4782 | 0.041019 | 0 | 0 | 1.1805 | 0.92404 | 0.87784 | 0 | 0 | 0.21544 | 6.0061 | 0.21544 | 0 | 0.21544 | 22.5234 | 97.8497 | 0 | 4.4729 | 4.4729 | 0.53288 | 4.4729 | 0 | 0.96562 | 0.9444 | 0 | 7.1867
2025-04-12 17:00 | 0.1603 | 8.3206 | 94.2104 | 85.1133 | 0.099731 | 0.31716 | 0.98171 | 0.98171 | 0.98171 | 32.3069 | 0 | 2.2204e-16 | 0 | 0.31716 | 1.0334 | 0.98171 | 0 | 0 | 0.15507 | 6.0061 | 0 | 0.71622 | -0.71622 | 21.7227 | 94.3709 | 0 | 5.0021 | 5.0021 | 0.59593 | 5.0021 | 0 | 1.0799 | 0.25373 | 0 | 6.3233
2025-04-12 18:00 | 0.0031925 | 0 | 102.0396 | 90 | 0 | 0 | 1.1691 | 1.1691 | 1.1691 | 0 | 0 | 2.2204e-16 | 0.029918 | 0 | 1.2306 | 1.1691 | 0 | 0 | 0.86532 | 6.0061 | 0 | 1.2306 | -1.2306 | 20.3468 | 88.3937 | 0 | 5.9568 | 5.9568 | 0.70967 | 5.9568 | 0 | 1.286 | 0 | 0 | 6.0061
2025-04-12 19:00 | 0 | 0 | 110.5961 | 90 | 0 | 0 | 0.98377 | 0.98377 | 0.98377 | 0 | 0 | 1.1102e-16 | 0 | 0 | 1.0355 | 0.98377 | 0 | 0 | 1.8881 | 6.0061 | 0 | 1.0355 | -1.0355 | 19.189 | 83.3639 | 0 | 5.0126 | 5.0126 | 0.59718 | 5.0126 | 0 | 1.0821 | 0 | 0 | 6.0061
2025-04-12 20:00 | 0 | 0 | 120.7709 | 90 | 0 | 0 | 0.62566 | 0.62566 | 0.62566 | 0 | 0 | 0 | 0 | 0 | 0.65859 | 0.62566 | 0 | 0 | 2.5917 | 6.0061 | 0 | 0.65859 | -0.65859 | 18.4527 | 80.165 | 0 | 3.1879 | 3.1879 | 0.3798 | 3.1879 | 0 | 0.68823 | 0 | 0 | 6.0061
2025-04-12 21:00 | 0 | 0 | 133.7399 | 90 | 0 | 0 | 1.0421 | 1.0421 | 1.0421 | 0 | 0 | 0 | 0 | 0 | 1.097 | 1.0421 | 0 | 0 | 2.924 | 6.0061 | 0 | 1.097 | -1.097 | 17.2262 | 74.8368 | 0 | 5.3101 | 5.3101 | 0.63262 | 5.3101 | 0 | 1.1464 | 0 | 0 | 6.0061
2025-04-12 22:00 | 0 | 0 | 150.8387 | 90 | 0 | 0 | 0.74055 | 0.74055 | 0.74055 | 0 | 0 | 1.1102e-16 | 0 | 0 | 0.77953 | 0.74055 | 0 | 0 | 3.6932 | 6.0061 | 0 | 0.77953 | -0.77953 | 16.3547 | 71.0505 | 0 | 3.7733 | 3.7733 | 0.44954 | 3.7733 | 0 | 0.8146 | 0 | 0 | 6.0061
2025-04-12 23:00 | 0 | 0 | 172.3513 | 90 | 0 | 0 | 0.74584 | 0.74584 | 0.74584 | 0 | 0 | 0 | 0 | 0 | 0.78509 | 0.74584 | 0 | 0 | 4.1291 | 6.0061 | 0 | 0.78509 | -0.78509 | 15.4769 | 67.2373 | 0 | 3.8003 | 3.8003 | 0.45275 | 3.8003 | 0 | 0.82042 | 0 | 0 | 6.0061
2025-04-13 | 0 | 0 | -164.6231 | 90 | 0 | 0 | 0.52203 | 0.52203 | 0.52203 | 0 | 0 | 1.1102e-16 | 0 | 0 | 0.54951 | 0.52203 | 0 | 0 | 4.5978 | 5.6077 | 0 | 0.54951 | -0.54951 | 14.8626 | 64.5682 | 0 | 2.6599 | 2.6599 | 0.31689 | 2.6599 | 0 | 0.57424 | 0 | 0 | 5.6077
2025-04-13 01:00 | 0 | 0 | -144.636 | 90 | 0 | 0 | 0.23088 | 0.23088 | 0.23088 | 0 | 0 | 2.7756e-17 | 0 | 0 | 0.24303 | 0.23088 | 0 | 0 | 4.8665 | 5.0582 | 0 | 0.24303 | -0.24303 | 14.5909 | 63.3878 | 0 | 1.1764 | 1.1764 | 0.14015 | 1.1764 | 0 | 0.25396 | 0 | 0 | 5.0582
2025-04-13 02:00 | 0 | 0 | -129.1474 | 90 | 0 | 0 | 0.37479 | 0.37479 | 0.37479 | 0 | 0 | 0 | 0 | 0 | 0.39452 | 0.37479 | 0 | 0 | 4.9016 | 4.8151 | 0 | 0.39452 | -0.39452 | 14.1498 | 61.4716 | 0 | 1.9097 | 1.9097 | 0.22751 | 1.9097 | 0 | 0.41227 | 0 | 0 | 4.8151
2025-04-13 03:00 | 0 | 0 | -117.3098 | 90 | 0 | 0 | 0.38487 | 0.38487 | 0.38487 | 0 | 0 | 5.5511e-17 | 0 | 0 | 0.40512 | 0.38487 | 0 | 0 | 5.138 | 4.4206 | 0 | 0.40512 | -0.40512 | 13.6968 | 59.5038 | 0 | 1.961 | 1.961 | 0.23363 | 1.961 | 0 | 0.42335 | 0 | 0 | 4.4206
2025-04-13 04:00 | 0 | 0 | -107.8128 | 90 | 0 | 0 | 0.34658 | 0.34658 | 0.34658 | 0 | 0 | 0 | 0 | 0 | 0.36482 | 0.34658 | 0 | 0 | 5.143 | 4.0155 | 0 | 0.36482 | -0.36482 | 13.2889 | 57.7319 | 0 | 1.7659 | 1.7659 | 0.21039 | 1.7659 | 0 | 0.38124 | 0 | 0 | 4.0155
2025-04-13 05:00 | 0.0355 | 0.23669 | -99.6029 | 94.8126 | 0.0019865 | 0.0063174 | 0.36499 | 0.36499 | 0.36499 | 1.7309 | 0 | 0 | 0 | 0.0063174 | 0.3842 | 0.36499 | 0 | 0 | 5.143 | 3.6507 | 0 | 0.37788 | -0.37788 | 12.8665 | 55.8964 | 0 | 1.8597 | 1.8597 | 0.22156 | 1.8597 | 0 | 0.40149 | 0.005054 | 0 | 3.657
2025-04-13 06:00 | 0.20247 | 12.9393 | -91.8582 | 79.9707 | 0.16583 | 0.52735 | 0.42593 | 0.42593 | 0.42593 | 123.8133 | 0 | 0 | 0 | 0.52735 | 0.44834 | 0.42593 | 0 | 0 | 5.143 | 3.2728 | 0.07901 | 0 | 0.07901 | 12.9371 | 56.2034 | 0 | 2.1702 | 2.1702 | 0.25855 | 2.1702 | 0 | 0.46852 | 0.42188 | 0 | 3.8002
2025-04-13 07:00 | 0.45168 | 25.696 | -83.7954 | 65.1444 | 0.44384 | 1.4115 | 0.26584 | 0.26584 | 0.26584 | 530.9446 | 0 | 0 | 0 | 1.4115 | 0.27984 | 0.26584 | 0 | 0 | 5.143 | 3.336 | 1.1317 | 0 | 1.1317 | 13.9493 | 60.6007 | 0 | 1.3546 | 1.3546 | 0.16138 | 1.3546 | 0 | 0.29243 | 1.1292 | 0 | 4.7475
2025-04-13 08:00 | 0.33049 | 38.2341 | -74.3892 | 50.367 | 0.31988 | 1.0173 | 0.32419 | 0.32419 | 0.32419 | 313.7861 | 0 | 0 | 0 | 1.0173 | 0.34125 | 0.32419 | 0 | 0 | 4.8294 | 4.2413 | 0.67601 | 0 | 0.67601 | 14.554 | 63.2275 | 0 | 1.6518 | 1.6518 | 0.19679 | 1.6518 | 0 | 0.35661 | 0.81381 | 0 | 5.2586
2025-04-13 09:00 | 0.43367 | 50.0971 | -61.8559 | 35.7148 | 0.42502 | 1.3516 | 0.41562 | 0.41562 | 0.41562 | 325.2086 | 0 | 0 | 0 | 1.3516 | 0.4375 | 0.41562 | 0 | 0 | 4.4684 | 4.7821 | 0.91415 | 0 | 0.91415 | 15.3716 | 66.7796 | 0 | 2.1177 | 2.1177 | 0.2523 | 2.1177 | 0 | 0.45719 | 1.0813 | 0 | 6.1338
2025-04-13 10:00 | 0.11614 | 60.2571 | -42.6658 | 21.4612 | 0.10963 | 0.34863 | 0.56358 | 0.56358 | 0.56358 | 61.8602 | 0 | 1.1102e-16 | 0 | 0.34863 | 0.59324 | 0.56358 | 0 | 0 | 3.9502 | 5.5135 | 0 | 0.24461 | -0.24461 | 15.0981 | 65.5915 | 0 | 2.8716 | 2.8716 | 0.34211 | 2.8716 | 0 | 0.61993 | 0.2789 | 0 | 5.8621
2025-04-13 11:00 | 0.47498 | 66.2582 | -12.0266 | 9.6074 | 0.46259 | 1.4711 | 0.33431 | 0.33431 | 0.33431 | 440.0359 | 0 | 0 | 0 | 1.4711 | 0.35191 | 0.33431 | 0 | 0 | 4.3428 | 5.2688 | 1.1192 | 0 | 1.1192 | 16.0992 | 69.9403 | 0 | 1.7034 | 1.7034 | 0.20294 | 1.7034 | 0 | 0.36775 | 1.1769 | 0 | 6.74
2025-04-13 12:00 | 0.74245 | 64.8566 | 24.1981 | 13.0709 | 0.78177 | 2.4862 | 0.71876 | 0.71876 | 0.71876 | 345.8998 | 0 | 0 | 0 | 2.4862 | 0.75659 | 0.71876 | 0 | 0 | 3.5776 | 6.0061 | 1.7296 | 0 | 1.7296 | 17.6461 | 76.661 | 0 | 3.6623 | 3.6623 | 0.43631 | 3.6623 | 0 | 0.79063 | 1.9889 | 0 | 8.4923
2025-04-13 13:00 | 0.78088 | 56.991 | 50.4965 | 26.3855 | 0.83289 | 2.6487 | 0.80493 | 0.80493 | 0.80493 | 329.065 | 0 | 0 | 0 | 2.6487 | 0.84729 | 0.80493 | 0 | 0 | 2.4914 | 6.0061 | 1.8014 | 0 | 1.8014 | 19.2574 | 83.6609 | 0 | 4.1013 | 4.1013 | 0.48862 | 4.1013 | 0 | 0.88542 | 2.119 | 0 | 8.6549
2025-04-13 14:00 | 0.33712 | 46.0484 | 66.7886 | 40.8427 | 0.3239 | 1.0301 | 0.63702 | 0.63702 | 0.63702 | 161.6985 | 0 | 0 | 0 | 1.0301 | 0.67055 | 0.63702 | 0 | 0 | 1.4801 | 6.0061 | 0.3595 | 0 | 0.3595 | 19.5789 | 85.0578 | 0 | 3.2458 | 3.2458 | 0.38669 | 3.2458 | 0 | 0.70072 | 0.82404 | 0 | 7.0362
2025-04-13 15:00 | 0.2365 | 33.8731 | 77.9361 | 55.5535 | 0.22518 | 0.71611 | 1.0225 | 1.0225 | 1.0225 | 70.0366 | 0 | 2.2204e-16 | 0 | 0.71611 | 1.0763 | 1.0225 | 0 | 0 | 1.5677 | 6.0061 | 0 | 0.36018 | -0.36018 | 19.1762 | 83.3084 | 0 | 5.2098 | 5.2098 | 0.62068 | 5.2098 | 0 | 1.1247 | 0.57289 | 0 | 6.7223
2025-04-13 16:00 | 0.19304 | 21.2202 | 86.7212 | 70.3534 | 0.18287 | 0.58157 | 0.67331 | 0.67331 | 0.67331 | 86.375 | 0 | 0 | 0 | 0.58157 | 0.70875 | 0.67331 | 0 | 0 | 2.0863 | 6.0061 | 0 | 0.12718 | -0.12718 | 19.0341 | 82.6907 | 0 | 3.4307 | 3.4307 | 0.40872 | 3.4307 | 0 | 0.74064 | 0.46526 | 0 | 6.5877
2025-04-13 17:00 | 0.081021 | 8.4552 | 94.5753 | 85.188 | 0.070201 | 0.22325 | 0.53609 | 0.53609 | 0.53609 | 41.6447 | 0 | 0 | 0 | 0.22325 | 0.5643 | 0.53609 | 0 | 0 | 2.2303 | 6.0061 | 0 | 0.34105 | -0.34105 | 18.6528 | 81.0341 | 0 | 2.7315 | 2.7315 | 0.32542 | 2.7315 | 0 | 0.58969 | 0.1786 | 0 | 6.2294
2025-04-13 18:00 | 0.0029287 | 0 | 102.397 | 90 | 0 | 0 | 0.91157 | 0.91157 | 0.91157 | 0 | 0 | 1.1102e-16 | 0 | 0 | 0.95955 | 0.91157 | 0 | 0 | 2.5296 | 6.0061 | 0 | 0.95955 | -0.95955 | 17.58 | 76.3735 | 0 | 4.6447 | 4.6447 | 0.55336 | 4.6447 | 0 | 1.0027 | 0 | 0 | 6.0061
2025-04-13 19:00 | 0 | 0 | 110.9573 | 90 | 0 | 0 | 0.51234 | 0.51234 | 0.51234 | 0 | 0 | 0 | 0 | 0 | 0.5393 | 0.51234 | 0 | 0 | 3.3348 | 6.0061 | 0 | 0.5393 | -0.5393 | 16.977 | 73.754 | 0 | 2.6105 | 2.6105 | 0.31101 | 2.6105 | 0 | 0.56357 | 0 | 0 | 6.0061
2025-04-13 20:00 | 0 | 0 | 121.141 | 90 | 0 | 0 | 0.59102 | 0.59102 | 0.59102 | 0 | 0 | 1.1102e-16 | 0 | 0 | 0.62212 | 0.59102 | 0 | 0 | 3.6461 | 6.0061 | 0 | 0.62212 | -0.62212 | 16.2814 | 70.7323 | 0 | 3.0114 | 3.0114 | 0.35877 | 3.0114 | 0 | 0.65012 | 0 | 0 | 6.0061
2025-04-13 21:00 | 0 | 0 | 134.1083 | 90 | 0 | 0 | 0.85233 | 0.85233 | 0.85233 | 0 | 0 | 0 | 0 | 0 | 0.89719 | 0.85233 | 0 | 0 | 4.0454 | 6.0061 | 0 | 0.89719 | -0.89719 | 15.2784 | 66.3745 | 0 | 4.3429 | 4.3429 | 0.51739 | 4.3429 | 0 | 0.93756 | 0 | 0 | 6.0061
2025-04-13 22:00 | 0 | 0 | 151.1576 | 90 | 0 | 0 | 0.4598 | 0.4598 | 0.4598 | 0 | 0 | 5.5511e-17 | 0 | 0 | 0.484 | 0.4598 | 0 | 0 | 4.6847 | 5.4301 | 0 | 0.484 | -0.484 | 14.7372 | 64.0237 | 0 | 2.3428 | 2.3428 | 0.27912 | 2.3428 | 0 | 0.50578 | 0 | 0 | 5.4301
2025-04-13 23:00 | 0 | 0 | 172.5264 | 90 | 0 | 0 | 0.93265 | 0.93265 | 0.93265 | 0 | 0 | 1.1102e-16 | 0 | 0 | 0.98173 | 0.93265 | 0 | 0 | 4.908 | 4.9461 | 0 | 0.98173 | -0.98173 | 13.6396 | 59.2553 | 0 | 4.7521 | 4.7521 | 0.56615 | 4.7521 | 0 | 1.0259 | 0 | 0 | 4.9461
2025-04-14 | 0 | 0 | -164.6519 | 90 | 0 | 0 | 0.43766 | 0.43766 | 0.43766 | 0 | 0 | 0 | 0 | 0 | 0.4607 | 0.43766 | 0 | 0 | 5.143 | 3.9643 | 0 | 0.4607 | -0.4607 | 13.1245 | 57.0176 | 0 | 2.23 | 2.23 | 0.26568 | 2.23 | 0 | 0.48143 | 0 | 0 | 3.9643
2025-04-14 01:00 | 0 | 0 | -144.8112 | 90 | 0 | 0 | 0.44082 | 0.44082 | 0.44082 | 0 | 0 | 5.5511e-17 | 0 | 0 | 0.46402 | 0.44082 | 0 | 0 | 5.143 | 3.5036 | 0 | 0.46402 | -0.46402 | 12.6058 | 54.7638 | 0 | 2.2461 | 2.2461 | 0.26759 | 2.2461 | 0 | 0.4849 | 0 | 0 | 3.5036
2025-04-14 02:00 | 0 | 0 | -129.3897 | 90 | 0 | 0 | 0.42529 | 0.42529 | 0.42529 | 0 | 0 | 5.5511e-17 | 0 | 0 | 0.44767 | 0.42529 | 0 | 0 | 5.143 | 3.0396 | 0 | 0.44767 | -0.44767 | 12.1052 | 52.5894 | 0 | 2.167 | 2.167 | 0.25816 | 2.167 | 0 | 0.46781 | 0 | 0 | 3.0396
2025-04-14 03:00 | 0 | 0 | -117.5757 | 90 | 0 | 0 | 0.39961 | 0.39961 | 0.39961 | 0 | 0 | 5.5511e-17 | 0 | 0 | 0.42064 | 0.39961 | 0 | 0 | 5.143 | 2.5919 | 0 | 0.42064 | -0.42064 | 11.635 | 50.5463 | 0 | 2.0361 | 2.0361 | 0.24258 | 2.0361 | 0 | 0.43957 | 0 | 0 | 2.5919
2025-04-14 04:00 | 0 | 0 | -108.0878 | 90 | 0 | 0 | 0.36296 | 0.36296 | 0.36296 | 0 | 0 | 0 | 0 | 0 | 0.38207 | 0.36296 | 0 | 0 | 5.143 | 2.1713 | 0 | 0.38207 | -0.38207 | 11.2078 | 48.6906 | 0 | 1.8494 | 1.8494 | 0.22033 | 1.8494 | 0 | 0.39926 | 0 | 0 | 2.1713
2025-04-14 05:00 | 0.025461 | 0.49402 | -99.886 | 94.7392 | 0.0081479 | 0.025912 | 0.33877 | 0.33877 | 0.33877 | 7.6489 | 0 | 0 | 0 | 0.025912 | 0.3566 | 0.33877 | 0 | 0 | 5.143 | 1.7892 | 0 | 0.33068 | -0.33068 | 10.8381 | 47.0844 | 0 | 1.7261 | 1.7261 | 0.20564 | 1.7261 | 0 | 0.37264 | 0.020729 | 0 | 1.8152
2025-04-14 06:00 | 0.19914 | 13.19 | -92.1548 | 79.9119 | 0.16275 | 0.51758 | 0.453 | 0.453 | 0.453 | 114.2566 | 0 | 0 | 0 | 0.51758 | 0.47684 | 0.453 | 0 | 0 | 5.143 | 1.4586 | 0.04074 | 0 | 0.04074 | 10.8745 | 47.2427 | 0 | 2.3082 | 2.3082 | 0.27499 | 2.3082 | 0 | 0.4983 | 0.41407 | 0 | 1.9761
2025-04-14 07:00 | 0.3955 | 25.9492 | -84.114 | 65.1019 | 0.38512 | 1.2247 | 0.31858 | 0.31858 | 0.31858 | 384.4385 | 0 | 0 | 0 | 1.2247 | 0.33535 | 0.31858 | 0 | 0 | 5.143 | 1.4911 | 0.8894 | 0 | 0.8894 | 11.67 | 50.6986 | 0 | 1.6233 | 1.6233 | 0.19339 | 1.6233 | 0 | 0.35044 | 0.9798 | 0 | 2.7159
2025-04-14 08:00 | 0.64579 | 38.501 | -74.7387 | 50.3453 | 0.66827 | 2.1252 | 0.42648 | 0.42648 | 0.42648 | 498.3167 | 0 | 0 | 0 | 2.1252 | 0.44892 | 0.42648 | 0 | 0 | 5.143 | 2.2027 | 1.6763 | 0 | 1.6763 | 13.1693 | 57.2122 | 0 | 2.173 | 2.173 | 0.25889 | 2.173 | 0 | 0.46912 | 1.7002 | 0 | 4.3279
2025-04-14 09:00 | 0.87223 | 50.3937 | -62.2338 | 35.7257 | 0.92722 | 2.9487 | 0.36149 | 0.36149 | 0.36149 | 815.7135 | 0 | 0 | 0 | 2.9487 | 0.38051 | 0.36149 | 0 | 0 | 5.0441 | 3.5437 | 2.5682 | 0 | 2.5682 | 15.4664 | 67.1914 | 0 | 1.8419 | 1.8419 | 0.21944 | 1.8419 | 0 | 0.39764 | 2.359 | 0 | 6.4924
2025-04-14 10:00 | 0.96456 | 60.6024 | -42.9994 | 21.5401 | 1.0378 | 3.3005 | 0.38472 | 0.38472 | 0.38472 | 857.896 | 0 | 0 | 0 | 3.3005 | 0.40497 | 0.38472 | 0 | 0 | 3.4489 | 5.5983 | 2.8955 | 0 | 2.8955 | 18.0562 | 78.4426 | 0 | 1.9603 | 1.9603 | 0.23354 | 1.9603 | 0 | 0.42319 | 2.6404 | 0 | 8.8987
2025-04-14 11:00 | 0.96953 | 66.6407 | -12.0264 | 9.8998 | 1.0474 | 3.331 | 0.38453 | 0.38453 | 0.38453 | 866.2531 | 1.1296 | 0 | 0 | 3.331 | 0.40477 | 0.38453 | 0 | 0 | 1.7966 | 6.0061 | 1.7966 | 0 | 1.7966 | 19.6632 | 85.4238 | 0 | 1.9593 | 1.9593 | 0.23343 | 1.9593 | 0 | 0.42299 | 2.6648 | 0 | 9.3372
2025-04-14 12:00 | 0.87083 | 65.1838 | 24.6675 | 13.363 | 0.93451 | 2.9719 | 0.61928 | 0.61928 | 0.61928 | 479.8972 | 1.2689 | 0 | 0 | 2.9719 | 0.65187 | 0.61928 | 0 | 0 | 1.0512 | 6.0061 | 1.0512 | 0 | 1.0512 | 20.6034 | 89.5084 | 0 | 3.1554 | 3.1554 | 0.37593 | 3.1554 | 0 | 0.68121 | 2.3775 | 0 | 8.9781
2025-04-14 13:00 | 0.74997 | 57.2255 | 51.0531 | 26.5638 | 0.793 | 2.5219 | 0.52746 | 0.52746 | 0.52746 | 478.1119 | 1.21 | 0 | 0 | 2.5219 | 0.55522 | 0.52746 | 0 | 0 | 0.75661 | 6.0061 | 0.75661 | 0 | 0.75661 | 21.2801 | 92.4483 | 0 | 2.6876 | 2.6876 | 0.32019 | 2.6876 | 0 | 0.58021 | 2.0175 | 0 | 8.528
2025-04-14 14:00 | 0.6456 | 46.2232 | 67.2797 | 40.9751 | 0.67314 | 2.1407 | 0.73899 | 0.73899 | 0.73899 | 289.6826 | 0.81824 | 0 | 0 | 2.1407 | 0.77788 | 0.73899 | 0 | 0 | 0.54459 | 6.0061 | 0.54459 | 0 | 0.54459 | 21.7672 | 94.5645 | 0 | 3.7654 | 3.7654 | 0.44859 | 3.7654 | 0 | 0.81288 | 1.7126 | 0 | 8.1469
2025-04-14 15:00 | 0.47752 | 34.0178 | 78.3631 | 55.6602 | 0.4813 | 1.5306 | 0.72798 | 0.72798 | 0.72798 | 210.254 | 0.37233 | 0 | 0 | 1.5306 | 0.7663 | 0.72798 | 0 | 0 | 0.39199 | 6.0061 | 0.39199 | 0 | 0.39199 | 22.1178 | 96.0876 | 0 | 3.7093 | 3.7093 | 0.44191 | 3.7093 | 0 | 0.80078 | 1.2245 | 0 | 7.5368
2025-04-14 16:00 | 0.3413 | 21.3533 | 87.1061 | 70.442 | 0.31984 | 1.0171 | 0.78832 | 0.78832 | 0.78832 | 129.0249 | 0 | 0 | 0 | 1.0171 | 0.82981 | 0.78832 | 0 | 0 | 0.28214 | 6.0061 | 0.18732 | 0 | 0.18732 | 22.2854 | 96.8155 | 0 | 4.0167 | 4.0167 | 0.47854 | 4.0167 | 0 | 0.86715 | 0.81371 | 0 | 7.0233
2025-04-14 17:00 | 0.14323 | 8.5894 | 94.9375 | 85.2614 | 0.087305 | 0.27764 | 0.54089 | 0.54089 | 0.54089 | 51.3304 | 0 | 0 | 0 | 0.27764 | 0.56936 | 0.54089 | 0 | 0 | 0.27113 | 6.0061 | 0 | 0.29172 | -0.29172 | 21.9592 | 95.3986 | 0 | 2.756 | 2.756 | 0.32834 | 2.756 | 0 | 0.59498 | 0.22211 | 0 | 6.2838
2025-04-14 18:00 | 0.0020873 | 0 | 102.7514 | 90 | 0 | 0 | 0.63763 | 0.63763 | 0.63763 | 0 | 0 | 1.1102e-16 | 0 | 0 | 0.67119 | 0.63763 | 0 | 0 | 0.6099 | 6.0061 | 0 | 0.67119 | -0.67119 | 21.2088 | 92.1385 | 0 | 3.2489 | 3.2489 | 0.38706 | 3.2489 | 0 | 0.70139 | 0 | 0 | 6.0061
2025-04-14 19:00 | 0 | 0 | 111.3149 | 90 | 0 | 0 | 0.53122 | 0.53122 | 0.53122 | 0 | 0 | 1.1102e-16 | 0 | 0 | 0.55918 | 0.53122 | 0 | 0 | 1.2006 | 6.0061 | 0 | 0.55918 | -0.55918 | 20.5836 | 89.4225 | 0 | 2.7068 | 2.7068 | 0.32247 | 2.7068 | 0 | 0.58435 | 0 | 0 | 6.0061
2025-04-14 20:00 | 0 | 0 | 121.5065 | 90 | 0 | 0 | 0.45808 | 0.45808 | 0.45808 | 0 | 0 | 5.5511e-17 | 0 | 0 | 0.48219 | 0.45808 | 0 | 0 | 1.5936 | 6.0061 | 0 | 0.48219 | -0.48219 | 20.0445 | 87.0804 | 0 | 2.3341 | 2.3341 | 0.27807 | 2.3341 | 0 | 0.50389 | 0 | 0 | 6.0061
2025-04-14 21:00 | 0 | 0 | 134.4708 | 90 | 0 | 0 | 0.53753 | 0.53753 | 0.53753 | 0 | 0 | 1.1102e-16 | 0 | 0 | 0.56582 | 0.53753 | 0 | 0 | 1.8923 | 6.0061 | 0 | 0.56582 | -0.56582 | 19.4119 | 84.3321 | 0 | 2.7389 | 2.7389 | 0.3263 | 2.7389 | 0 | 0.59128 | 0 | 0 | 6.0061
2025-04-14 22:00 | 0 | 0 | 151.4697 | 90 | 0 | 0 | 0.87178 | 0.87178 | 0.87178 | 0 | 0 | 1.1102e-16 | 0 | 0 | 0.91766 | 0.87178 | 0 | 0 | 2.2668 | 6.0061 | 0 | 0.91766 | -0.91766 | 18.3859 | 79.8749 | 0 | 4.442 | 4.442 | 0.5292 | 4.442 | 0 | 0.95896 | 0 | 0 | 6.0061
2025-04-14 23:00 | 0 | 0 | 172.6963 | 90 | 0 | 0 | 0.84321 | 0.84321 | 0.84321 | 0 | 0 | 1.1102e-16 | 0 | 0 | 0.88759 | 0.84321 | 0 | 0 | 2.9444 | 6.0061 | 0 | 0.88759 | -0.88759 | 17.3936 | 75.5638 | 0 | 4.2964 | 4.2964 | 0.51186 | 4.2964 | 0 | 0.92753 | 0 | 0 | 6.0061
2025-04-15 | 0 | 0 | -164.6815 | 90 | 0 | 0 | 0.42076 | 0.42076 | 0.42076 | 0 | 0 | 5.5511e-17 | 0 | 0 | 0.44291 | 0.42076 | 0 | 0 | 3.5353 | 6.0061 | 0 | 0.44291 | -0.44291 | 16.8984 | 73.4125 | 0 | 2.1439 | 2.1439 | 0.25542 | 2.1439 | 0 | 0.46284 | 0 | 0 | 6.0061
2025-04-15 01:00 | 0 | 0 | -144.9843 | 90 | 0 | 0 | 0.34165 | 0.34165 | 0.34165 | 0 | 0 | 5.5511e-17 | 0 | 0 | 0.35963 | 0.34165 | 0 | 0 | 3.7057 | 6.0061 | 0 | 0.35963 | -0.35963 | 16.4963 | 71.6658 | 0 | 1.7408 | 1.7408 | 0.20739 | 1.7408 | 0 | 0.37582 | 0 | 0 | 6.0061
2025-04-15 02:00 | 0 | 0 | -129.6294 | 90 | 0 | 0 | 0.38861 | 0.38861 | 0.38861 | 0 | 0 | 5.5511e-17 | 0 | 0 | 0.40907 | 0.38861 | 0 | 0 | 3.8607 | 6.0061 | 0 | 0.40907 | -0.40907 | 16.039 | 69.6789 | 0 | 1.9801 | 1.9801 | 0.2359 | 1.9801 | 0 | 0.42747 | 0 | 0 | 6.0061
2025-04-15 03:00 | 0 | 0 | -117.8394 | 90 | 0 | 0 | 0.31671 | 0.31671 | 0.31671 | 0 | 0 | 5.5511e-17 | 0 | 0 | 0.33338 | 0.31671 | 0 | 0 | 4.0988 | 6.0061 | 0 | 0.33338 | -0.33338 | 15.6662 | 68.0596 | 0 | 1.6138 | 1.6138 | 0.19226 | 1.6138 | 0 | 0.34839 | 0 | 0 | 6.0061
2025-04-15 04:00 | 0 | 0 | -108.3609 | 90 | 0 | 0 | 0.51873 | 0.51873 | 0.51873 | 0 | 0 | 1.1102e-16 | 0 | 0 | 0.54603 | 0.51873 | 0 | 0 | 4.2783 | 5.777 | 0 | 0.54603 | -0.54603 | 15.0557 | 65.4074 | 0 | 2.6431 | 2.6431 | 0.31489 | 2.6431 | 0 | 0.57061 | 0 | 0 | 5.777
2025-04-15 05:00 | 0.021747 | 0.74871 | -100.1677 | 94.6671 | 0.013265 | 0.042186 | 0.35723 | 0.35723 | 0.35723 | 11.8094 | 0 | 5.5511e-17 | 0 | 0.042186 | 0.37603 | 0.35723 | 0 | 0 | 4.6643 | 5.2309 | 0 | 0.33384 | -0.33384 | 14.6825 | 63.7859 | 0 | 1.8202 | 1.8202 | 0.21685 | 1.8202 | 0 | 0.39295 | 0.033749 | 0 | 5.2731
2025-04-15 06:00 | 0.17751 | 13.4379 | -92.4505 | 79.8551 | 0.14938 | 0.47507 | 0.5298 | 0.5298 | 0.5298 | 89.6695 | 0 | 0 | 0 | 0.47507 | 0.55768 | 0.5298 | 0 | 0 | 4.8341 | 4.8971 | 0 | 0.082615 | -0.082615 | 14.5901 | 63.3846 | 0 | 2.6995 | 2.6995 | 0.32161 | 2.6995 | 0 | 0.58278 | 0.38005 | 0 | 5.3722
2025-04-15 07:00 | 0.26971 | 26.199 | -84.4324 | 65.0619 | 0.25804 | 0.8206 | 0.29788 | 0.29788 | 0.29788 | 275.4835 | 0 | 0 | 0 | 0.8206 | 0.31356 | 0.29788 | 0 | 0 | 4.8 | 4.8145 | 0.50705 | 0 | 0.50705 | 15.0436 | 65.3549 | 0 | 1.5178 | 1.5178 | 0.18082 | 1.5178 | 0 | 0.32767 | 0.65648 | 0 | 5.6351
2025-04-15 08:00 | 0.6023 | 38.7642 | -75.0892 | 50.3269 | 0.61829 | 1.9663 | 0.33231 | 0.33231 | 0.33231 | 591.6982 | 0 | 0 | 0 | 1.9663 | 0.3498 | 0.33231 | 0 | 0 | 4.376 | 5.2201 | 1.6165 | 0 | 1.6165 | 16.4895 | 71.636 | 0 | 1.6932 | 1.6932 | 0.20172 | 1.6932 | 0 | 0.36554 | 1.573 | 0 | 7.1864
2025-04-15 09:00 | 0.79089 | 50.6862 | -62.6149 | 35.741 | 0.83576 | 2.6579 | 0.3053 | 0.3053 | 0.3053 | 870.5847 | 0 | 0 | 0 | 2.6579 | 0.32137 | 0.3053 | 0 | 0 | 3.2524 | 6.0061 | 2.3365 | 0 | 2.3365 | 18.5793 | 80.715 | 0 | 1.5556 | 1.5556 | 0.18533 | 1.5556 | 0 | 0.33583 | 2.1263 | 0 | 8.664
2025-04-15 10:00 | 0.89119 | 60.944 | -43.3396 | 21.6256 | 0.95356 | 3.0325 | 0.45049 | 0.45049 | 0.45049 | 673.1575 | 0.76695 | 0 | 0 | 3.0325 | 0.4742 | 0.45049 | 0 | 0 | 1.7913 | 6.0061 | 1.7913 | 0 | 1.7913 | 20.1815 | 87.6756 | 0 | 2.2954 | 2.2954 | 0.27346 | 2.2954 | 0 | 0.49553 | 2.426 | 0 | 9.0386
2025-04-15 11:00 | 0.73323 | 67.0205 | -12.0289 | 10.1966 | 0.76456 | 2.4314 | 0.41426 | 0.41426 | 0.41426 | 586.9308 | 1.1066 | 0 | 0 | 2.4314 | 0.43607 | 0.41426 | 0 | 0 | 0.88879 | 6.0061 | 0.88879 | 0 | 0.88879 | 20.9765 | 91.1291 | 0 | 2.1108 | 2.1108 | 0.25147 | 2.1108 | 0 | 0.45569 | 1.9451 | 0 | 8.4376
2025-04-15 12:00 | 0.67866 | 65.5076 | 25.143 | 13.6567 | 0.69866 | 2.2219 | 0.88637 | 0.88637 | 0.88637 | 250.6694 | 0.64911 | 0 | 0 | 2.2219 | 0.93302 | 0.88637 | 0 | 0 | 0.63973 | 6.0061 | 0.63973 | 0 | 0.63973 | 21.5487 | 93.6149 | 0 | 4.5163 | 4.5163 | 0.53806 | 4.5163 | 0 | 0.97501 | 1.7775 | 0 | 8.228
2025-04-15 13:00 | 0.64483 | 57.4567 | 51.6115 | 26.7438 | 0.66356 | 2.1102 | 0.83559 | 0.83559 | 0.83559 | 252.5445 | 0.7702 | 0 | 0 | 2.1102 | 0.87957 | 0.83559 | 0 | 0 | 0.46046 | 6.0061 | 0.46046 | 0 | 0.46046 | 21.9605 | 95.4042 | 0 | 4.2576 | 4.2576 | 0.50723 | 4.2576 | 0 | 0.91915 | 1.6882 | 0 | 8.1164
2025-04-15 14:00 | 0.64224 | 46.3956 | 67.7695 | 41.1082 | 0.66639 | 2.1192 | 0.70395 | 0.70395 | 0.70395 | 301.0469 | 1.0468 | 0 | 0 | 2.1192 | 0.741 | 0.70395 | 0 | 0 | 0.33143 | 6.0061 | 0.33143 | 0 | 0.33143 | 22.2569 | 96.692 | 0 | 3.5868 | 3.5868 | 0.42732 | 3.5868 | 0 | 0.77435 | 1.6954 | 0 | 8.1254
2025-04-15 15:00 | 0.58071 | 34.1609 | 78.7878 | 55.7668 | 0.58824 | 1.8707 | 0.44123 | 0.44123 | 0.44123 | 423.9811 | 1.1677 | 0 | 0 | 1.8707 | 0.46445 | 0.44123 | 0 | 0 | 0.23856 | 6.0061 | 0.23856 | 0 | 0.23856 | 22.4703 | 97.619 | 0 | 2.2482 | 2.2482 | 0.26784 | 2.2482 | 0 | 0.48535 | 1.4966 | 0 | 7.8769
2025-04-15 16:00 | 0.34504 | 21.4854 | 87.4886 | 70.5298 | 0.32047 | 1.0191 | 0.67901 | 0.67901 | 0.67901 | 150.0919 | 0.13268 | 0 | 0 | 1.0191 | 0.71475 | 0.67901 | 0 | 0 | 0.17171 | 6.0061 | 0.17171 | 0 | 0.17171 | 22.6239 | 98.2862 | 0 | 3.4598 | 3.4598 | 0.41218 | 3.4598 | 0 | 0.74691 | 0.81531 | 0 | 7.0253
2025-04-15 17:00 | 0.11364 | 8.7233 | 95.297 | 85.3334 | 0.081289 | 0.25851 | 0.90101 | 0.90101 | 0.90101 | 28.6913 | 0 | 1.1102e-16 | 0 | 0.25851 | 0.94843 | 0.90101 | 0 | 0 | 0.12359 | 6.0061 | 0 | 0.68992 | -0.68992 | 21.8526 | 94.9351 | 0 | 4.5909 | 4.5909 | 0.54695 | 4.5909 | 0 | 0.99111 | 0.20681 | 0 | 6.2647
2025-04-15 18:00 | 0.0026641 | 0 | 103.1028 | 90 | 0 | 0 | 0.77044 | 0.77044 | 0.77044 | 0 | 0 | 1.1102e-16 | 0 | 0 | 0.81099 | 0.77044 | 0 | 0 | 0.79649 | 6.0061 | 0 | 0.81099 | -0.81099 | 20.9458 | 90.9961 | 0 | 3.9256 | 3.9256 | 0.46768 | 3.9256 | 0 | 0.84748 | 0 | 0 | 6.0061
2025-04-15 19:00 | 0 | 0 | 111.6688 | 90 | 0 | 0 | 0.59174 | 0.59174 | 0.59174 | 0 | 0 | 1.1102e-16 | 0 | 0 | 0.62289 | 0.59174 | 0 | 0 | 1.441 | 6.0061 | 0 | 0.62289 | -0.62289 | 20.2494 | 87.9706 | 0 | 3.0151 | 3.0151 | 0.35921 | 3.0151 | 0 | 0.65092 | 0 | 0 | 6.0061
2025-04-15 20:00 | 0 | 0 | 121.8674 | 90 | 0 | 0 | 0.74853 | 0.74853 | 0.74853 | 0 | 0 | 1.1102e-16 | 0 | 0 | 0.78793 | 0.74853 | 0 | 0 | 1.8383 | 6.0061 | 0 | 0.78793 | -0.78793 | 19.3685 | 84.1435 | 0 | 3.814 | 3.814 | 0.45439 | 3.814 | 0 | 0.82339 | 0 | 0 | 6.0061
2025-04-15 21:00 | 0 | 0 | 134.8273 | 90 | 0 | 0 | 0.64548 | 0.64548 | 0.64548 | 0 | 0 | 1.1102e-16 | 0 | 0 | 0.67945 | 0.64548 | 0 | 0 | 2.3783 | 6.0061 | 0 | 0.67945 | -0.67945 | 18.6089 | 80.8434 | 0 | 3.2889 | 3.2889 | 0.39183 | 3.2889 | 0 | 0.71002 | 0 | 0 | 6.0061
2025-04-15 22:00 | 0 | 0 | 151.7749 | 90 | 0 | 0 | 0.74204 | 0.74204 | 0.74204 | 0 | 0 | 1.1102e-16 | 0 | 0 | 0.7811 | 0.74204 | 0 | 0 | 2.7931 | 6.0061 | 0 | 0.7811 | -0.7811 | 17.7356 | 77.0495 | 0 | 3.7809 | 3.7809 | 0.45045 | 3.7809 | 0 | 0.81625 | 0 | 0 | 6.0061
2025-04-15 23:00 | 0 | 0 | 172.8609 | 90 | 0 | 0 | 0.7737 | 0.7737 | 0.7737 | 0 | 0 | 1.1102e-16 | 0 | 0 | 0.81442 | 0.7737 | 0 | 0 | 3.3037 | 6.0061 | 0 | 0.81442 | -0.81442 | 16.825 | 73.0937 | 0 | 3.9422 | 3.9422 | 0.46966 | 3.9422 | 0 | 0.85107 | 0 | 0 | 6.0061
2025-04-16 | 0 | 0 | -164.7122 | 90 | 0 | 0 | 0.35501 | 0.35501 | 0.35501 | 0 | 0 | 5.5511e-17 | 0 | 0 | 0.3737 | 0.35501 | 0 | 0 | 3.8305 | 6.0061 | 0 | 0.3737 | -0.3737 | 16.4072 | 71.2786 | 0 | 1.8089 | 1.8089 | 0.2155 | 1.8089 | 0 | 0.39051 | 0 | 0 | 6.0061
2025-04-16 01:00 | 0 | 0 | -145.1555 | 90 | 0 | 0 | 0.25891 | 0.25891 | 0.25891 | 0 | 0 | 5.5511e-17 | 0 | 0 | 0.27254 | 0.25891 | 0 | 0 | 3.9509 | 6.0061 | 0 | 0.27254 | -0.27254 | 16.1025 | 69.9549 | 0 | 1.3192 | 1.3192 | 0.15717 | 1.3192 | 0 | 0.2848 | 0 | 0 | 6.0061
2025-04-16 02:00 | 0 | 0 | -129.8667 | 90 | 0 | 0 | 0.36867 | 0.36867 | 0.36867 | 0 | 0 | 0 | 0 | 0 | 0.38807 | 0.36867 | 0 | 0 | 4.0437 | 6.0061 | 0 | 0.38807 | -0.38807 | 15.6686 | 68.07 | 0 | 1.8785 | 1.8785 | 0.22379 | 1.8785 | 0 | 0.40553 | 0 | 0 | 6.0061
2025-04-16 03:00 | 0 | 0 | -118.1009 | 90 | 0 | 0 | 0.42117 | 0.42117 | 0.42117 | 0 | 0 | 5.5511e-17 | 0 | 0 | 0.44333 | 0.42117 | 0 | 0 | 4.2834 | 5.7791 | 0 | 0.44333 | -0.44333 | 15.173 | 65.9166 | 0 | 2.146 | 2.146 | 0.25566 | 2.146 | 0 | 0.46328 | 0 | 0 | 5.7791
2025-04-16 04:00 | 0 | 0 | -108.6322 | 90 | 0 | 0 | 0.42295 | 0.42295 | 0.42295 | 0 | 0 | 5.5511e-17 | 0 | 0 | 0.44521 | 0.42295 | 0 | 0 | 4.5737 | 5.3358 | 0 | 0.44521 | -0.44521 | 14.6752 | 63.7542 | 0 | 2.155 | 2.155 | 0.25674 | 2.155 | 0 | 0.46524 | 0 | 0 | 5.3358
2025-04-16 05:00 | 0.031822 | 1.0006 | -100.448 | 94.5965 | 0.006924 | 0.022019 | 0.50731 | 0.50731 | 0.50731 | 4.3405 | 0 | 1.1102e-16 | 0 | 0.022019 | 0.53401 | 0.50731 | 0 | 0 | 4.8576 | 4.8906 | 0 | 0.51199 | -0.51199 | 14.1028 | 61.2674 | 0 | 2.5849 | 2.5849 | 0.30795 | 2.5849 | 0 | 0.55804 | 0.017616 | 0 | 4.9126
2025-04-16 06:00 | 0.22015 | 13.6827 | -92.7453 | 79.8002 | 0.17365 | 0.55224 | 0.27817 | 0.27817 | 0.27817 | 198.5264 | 0 | 0 | 0 | 0.55224 | 0.29281 | 0.27817 | 0 | 0 | 5.143 | 4.3786 | 0.25943 | 0 | 0.25943 | 14.3348 | 62.2755 | 0 | 1.4174 | 1.4174 | 0.16886 | 1.4174 | 0 | 0.30599 | 0.44179 | 0 | 4.9308
2025-04-16 07:00 | 0.45694 | 26.4455 | -84.7505 | 65.0244 | 0.43986 | 1.3988 | 0.40089 | 0.40089 | 0.40089 | 348.9307 | 0 | 0 | 0 | 1.3988 | 0.42199 | 0.40089 | 0 | 0 | 4.8803 | 4.5861 | 0.97684 | 0 | 0.97684 | 15.2085 | 66.0712 | 0 | 2.0427 | 2.0427 | 0.24335 | 2.0427 | 0 | 0.44098 | 1.1191 | 0 | 5.985
2025-04-16 08:00 | 0.64555 | 39.0236 | -75.4406 | 50.3118 | 0.66127 | 2.1029 | 0.36378 | 0.36378 | 0.36378 | 578.0747 | 0 | 0 | 0 | 2.1029 | 0.38293 | 0.36378 | 0 | 0 | 4.154 | 5.3676 | 1.72 | 0 | 1.72 | 16.747 | 72.7547 | 0 | 1.8536 | 1.8536 | 0.22083 | 1.8536 | 0 | 0.40016 | 1.6824 | 0 | 7.4706
2025-04-16 09:00 | 0.61828 | 50.9745 | -62.9991 | 35.7607 | 0.63436 | 2.0174 | 0.3718 | 0.3718 | 0.3718 | 542.5956 | 0 | 0 | 0 | 2.0174 | 0.39137 | 0.3718 | 0 | 0 | 3.0294 | 6.0061 | 1.626 | 0 | 1.626 | 18.2013 | 79.0729 | 0 | 1.8944 | 1.8944 | 0.2257 | 1.8944 | 0 | 0.40898 | 1.6139 | 0 | 8.0235
2025-04-16 10:00 | 0.80559 | 61.2815 | -43.6865 | 21.7174 | 0.85191 | 2.7092 | 0.4675 | 0.4675 | 0.4675 | 579.5101 | 0.09418 | 0 | 0 | 2.7092 | 0.49211 | 0.4675 | 0 | 0 | 2.1229 | 6.0061 | 2.1229 | 0 | 2.1229 | 20.1001 | 87.322 | 0 | 2.3821 | 2.3821 | 0.28379 | 2.3821 | 0 | 0.51425 | 2.1674 | 0 | 8.7154
2025-04-16 11:00 | 0.78532 | 67.3973 | -12.0342 | 10.497 | 0.82574 | 2.626 | 0.2602 | 0.2602 | 0.2602 | 1009.212 | 1.4378 | 0 | 0 | 2.626 | 0.2739 | 0.2602 | 0 | 0 | 0.91428 | 6.0061 | 0.91428 | 0 | 0.91428 | 20.9179 | 90.8746 | 0 | 1.3258 | 1.3258 | 0.15795 | 1.3258 | 0 | 0.28622 | 2.1008 | 0 | 8.6321
2025-04-16 12:00 | 0.81915 | 65.8281 | 25.6244 | 13.9514 | 0.86699 | 2.7572 | 0.67934 | 0.67934 | 0.67934 | 405.8615 | 1.384 | 0 | 0 | 2.7572 | 0.7151 | 0.67934 | 0 | 0 | 0.65808 | 6.0061 | 0.65808 | 0 | 0.65808 | 21.5065 | 93.4318 | 0 | 3.4615 | 3.4615 | 0.41238 | 3.4615 | 0 | 0.74728 | 2.2057 | 0 | 8.7633
2025-04-16 13:00 | 0.63038 | 57.6845 | 52.1713 | 26.9253 | 0.64429 | 2.0489 | 0.74145 | 0.74145 | 0.74145 | 276.3424 | 0.79479 | 0 | 0 | 2.0489 | 0.78047 | 0.74145 | 0 | 0 | 0.47367 | 6.0061 | 0.47367 | 0 | 0.47367 | 21.9302 | 95.2723 | 0 | 3.7779 | 3.7779 | 0.45009 | 3.7779 | 0 | 0.81559 | 1.6392 | 0 | 8.0551
2025-04-16 14:00 | 0.71777 | 46.5656 | 68.258 | 41.2418 | 0.74829 | 2.3797 | 0.71428 | 0.71428 | 0.71428 | 333.1602 | 1.2869 | 0 | 0 | 2.3797 | 0.75188 | 0.71428 | 0 | 0 | 0.34094 | 6.0061 | 0.34094 | 0 | 0.34094 | 22.2351 | 96.5971 | 0 | 3.6395 | 3.6395 | 0.43359 | 3.6395 | 0 | 0.78571 | 1.9038 | 0 | 8.3859
2025-04-16 15:00 | 0.47435 | 34.3024 | 79.2103 | 55.8732 | 0.47296 | 1.5041 | 0.81206 | 0.81206 | 0.81206 | 185.2204 | 0.4039 | 0 | 0 | 1.5041 | 0.8548 | 0.81206 | 0 | 0 | 0.2454 | 6.0061 | 0.2454 | 0 | 0.2454 | 22.4546 | 97.5507 | 0 | 4.1377 | 4.1377 | 0.49295 | 4.1377 | 0 | 0.89326 | 1.2033 | 0 | 7.5102
2025-04-16 16:00 | 0.25021 | 21.6167 | 87.8684 | 70.6167 | 0.23406 | 0.74434 | 0.92379 | 0.92379 | 0.92379 | 80.5748 | 0 | 1.1102e-16 | 0 | 0.74434 | 0.97241 | 0.92379 | 0 | 0 | 0.17664 | 6.0061 | 0 | 0.22807 | -0.22807 | 22.1996 | 96.4429 | 0 | 4.707 | 4.707 | 0.56077 | 4.707 | 0 | 1.0162 | 0.59547 | 0 | 6.7505
2025-04-16 17:00 | 0.088624 | 8.8568 | 95.6536 | 85.4041 | 0.074343 | 0.23642 | 0.78597 | 0.78597 | 0.78597 | 30.0805 | 1.1102e-16 | 0 | 0 | 0.23642 | 0.82734 | 0.78597 | 0 | 0 | 0.45846 | 6.0061 | 0 | 0.59091 | -0.59091 | 21.539 | 93.5728 | 0 | 4.0048 | 4.0048 | 0.47711 | 4.0048 | 0 | 0.86457 | 0.18914 | 0 | 6.2426
2025-04-16 18:00 | 0.0024019 | 0 | 103.4509 | 90 | 0 | 0 | 0.75391 | 0.75391 | 0.75391 | 0 | 0 | 1.1102e-16 | 0 | 0 | 0.79359 | 0.75391 | 0 | 0 | 0.98707 | 6.0061 | 0 | 0.79359 | -0.79359 | 20.6517 | 89.7182 | 0 | 3.8414 | 3.8414 | 0.45765 | 3.8414 | 0 | 0.8293 | 0 | 0 | 6.0061
2025-04-16 19:00 | 0 | 0 | 112.019 | 90 | 0 | 0 | 0.6881 | 0.6881 | 0.6881 | 0 | 0 | 0 | 0 | 0 | 0.72431 | 0.6881 | 0 | 0 | 1.607 | 6.0061 | 0 | 0.72431 | -0.72431 | 19.8419 | 86.2001 | 0 | 3.5061 | 3.5061 | 0.4177 | 3.5061 | 0 | 0.7569 | 0 | 0 | 6.0061
2025-04-16 20:00 | 0 | 0 | 122.2235 | 90 | 0 | 0 | 0.95753 | 0.95753 | 0.95753 | 0 | 0 | 1.1102e-16 | 0 | 0 | 1.0079 | 0.95753 | 0 | 0 | 2.094 | 6.0061 | 0 | 1.0079 | -1.0079 | 18.715 | 81.3045 | 0 | 4.8789 | 4.8789 | 0.58126 | 4.8789 | 0 | 1.0533 | 0 | 0 | 6.0061
2025-04-16 21:00 | 0 | 0 | 135.1779 | 90 | 0 | 0 | 0.60593 | 0.60593 | 0.60593 | 0 | 0 | 0 | 0 | 0 | 0.63782 | 0.60593 | 0 | 0 | 2.8151 | 6.0061 | 0 | 0.63782 | -0.63782 | 18.0019 | 78.2065 | 0 | 3.0874 | 3.0874 | 0.36782 | 3.0874 | 0 | 0.66653 | 0 | 0 | 6.0061
2025-04-16 22:00 | 0 | 0 | 152.0731 | 90 | 0 | 0 | 1.0656 | 1.0656 | 1.0656 | 0 | 0 | 0 | 0 | 0 | 1.1217 | 1.0656 | 0 | 0 | 3.1516 | 6.0061 | 0 | 1.1217 | -1.1217 | 16.7478 | 72.7584 | 0 | 5.4294 | 5.4294 | 0.64684 | 5.4294 | 0 | 1.1721 | 0 | 0 | 6.0061
2025-04-16 23:00 | 0 | 0 | 173.0203 | 90 | 0 | 0 | 0.86015 | 0.86015 | 0.86015 | 0 | 0 | 1.1102e-16 | 0 | 0 | 0.90542 | 0.86015 | 0 | 0 | 3.9561 | 6.0061 | 0 | 0.90542 | -0.90542 | 15.7355 | 68.3607 | 0 | 4.3827 | 4.3827 | 0.52214 | 4.3827 | 0 | 0.94617 | 0 | 0 | 6.0061
2025-04-17 | 0 | 0 | -164.7438 | 90 | 0 | 0 | 0.41561 | 0.41561 | 0.41561 | 0 | 0 | 5.5511e-17 | 0 | 0 | 0.43748 | 0.41561 | 0 | 0 | 4.5069 | 5.839 | 0 | 0.43748 | -0.43748 | 15.2464 | 66.2358 | 0 | 2.1177 | 2.1177 | 0.25229 | 2.1177 | 0 | 0.45717 | 0 | 0 | 5.839
2025-04-17 01:00 | 0 | 0 | -145.3249 | 90 | 0 | 0 | 0.23035 | 0.23035 | 0.23035 | 0 | 0 | 2.7756e-17 | 0 | 0 | 0.24247 | 0.23035 | 0 | 0 | 4.6453 | 5.4015 | 0 | 0.24247 | -0.24247 | 14.9753 | 65.0581 | 0 | 1.1737 | 1.1737 | 0.13983 | 1.1737 | 0 | 0.25338 | 0 | 0 | 5.4015
2025-04-17 02:00 | 0 | 0 | -130.1014 | 90 | 0 | 0 | 0.4179 | 0.4179 | 0.4179 | 0 | 0 | 5.5511e-17 | 0 | 0 | 0.4399 | 0.4179 | 0 | 0 | 4.6841 | 5.159 | 0 | 0.4399 | -0.4399 | 14.4835 | 62.9214 | 0 | 2.1293 | 2.1293 | 0.25368 | 2.1293 | 0 | 0.45969 | 0 | 0 | 5.159
2025-04-17 03:00 | 0 | 0 | -118.36 | 90 | 0 | 0 | 0.45805 | 0.45805 | 0.45805 | 0 | 0 | 0 | 0 | 0 | 0.48216 | 0.45805 | 0 | 0 | 4.9631 | 4.7191 | 0 | 0.48216 | -0.48216 | 13.9444 | 60.5795 | 0 | 2.3339 | 2.3339 | 0.27805 | 2.3339 | 0 | 0.50386 | 0 | 0 | 4.7191
2025-04-17 04:00 | 0 | 0 | -108.9017 | 90 | 0 | 0 | 0.34691 | 0.34691 | 0.34691 | 0 | 0 | 0 | 0 | 0 | 0.36517 | 0.34691 | 0 | 0 | 5.143 | 4.237 | 0 | 0.36517 | -0.36517 | 13.5362 | 58.8059 | 0 | 1.7676 | 1.7676 | 0.21058 | 1.7676 | 0 | 0.3816 | 0 | 0 | 4.237
2025-04-17 05:00 | 0.032838 | 1.2496 | -100.7269 | 94.5274 | 0.0085082 | 0.027057 | 0.52472 | 0.52472 | 0.52472 | 5.1566 | 0 | 1.1102e-16 | 0 | 0.027057 | 0.55234 | 0.52472 | 0 | 0 | 5.143 | 3.8718 | 0 | 0.52528 | -0.52528 | 12.9489 | 56.2545 | 0 | 2.6736 | 2.6736 | 0.31852 | 2.6736 | 0 | 0.57719 | 0.021646 | 0 | 3.8989
2025-04-17 06:00 | 0.19397 | 13.9243 | -93.0391 | 79.7473 | 0.15808 | 0.50274 | 0.20195 | 0.20195 | 0.20195 | 248.9406 | 0 | 0 | 0 | 0.50274 | 0.21258 | 0.20195 | 0 | 0 | 5.143 | 3.3465 | 0.29016 | 0 | 0.29016 | 13.2084 | 57.382 | 0 | 1.029 | 1.029 | 0.12259 | 1.029 | 0 | 0.22215 | 0.40219 | 0 | 3.8493
2025-04-17 07:00 | 0.37191 | 26.6884 | -85.0682 | 64.9895 | 0.35554 | 1.1307 | 0.50266 | 0.50266 | 0.50266 | 224.9391 | 0 | 0 | 0 | 1.1307 | 0.52912 | 0.50266 | 0 | 0 | 5.143 | 3.5787 | 0.60157 | 0 | 0.60157 | 13.7465 | 59.7195 | 0 | 2.5612 | 2.5612 | 0.30514 | 2.5612 | 0 | 0.55293 | 0.90455 | 0 | 4.7093
2025-04-17 08:00 | 0.46508 | 39.2789 | -75.7926 | 50.3 | 0.462 | 1.4692 | 0.2692 | 0.2692 | 0.2692 | 545.7771 | 0 | 0 | 0 | 1.4692 | 0.28337 | 0.2692 | 0 | 0 | 5.0471 | 4.0599 | 1.1859 | 0 | 1.1859 | 14.8072 | 64.3275 | 0 | 1.3717 | 1.3717 | 0.16342 | 1.3717 | 0 | 0.29612 | 1.1754 | 0 | 5.5292
2025-04-17 09:00 | 0.75025 | 51.2585 | -63.3864 | 35.7848 | 0.78398 | 2.4932 | 0.39383 | 0.39383 | 0.39383 | 633.066 | 0 | 0 | 0 | 2.4932 | 0.41455 | 0.39383 | 0 | 0 | 4.2613 | 5.0086 | 2.0786 | 0 | 2.0786 | 16.6663 | 72.4044 | 0 | 2.0067 | 2.0067 | 0.23907 | 2.0067 | 0 | 0.43321 | 1.9945 | 0 | 7.5018
2025-04-17 10:00 | 0.63397 | 61.615 | -44.0402 | 21.8153 | 0.64433 | 2.0491 | 0.29778 | 0.29778 | 0.29778 | 688.1114 | 0 | 0 | 0 | 2.0491 | 0.31346 | 0.29778 | 0 | 0 | 2.9447 | 6.0061 | 1.7356 | 0 | 1.7356 | 18.2187 | 79.1485 | 0 | 1.5173 | 1.5173 | 0.18077 | 1.5173 | 0 | 0.32756 | 1.6393 | 0 | 8.0552
2025-04-17 11:00 | 0.79247 | 67.7712 | -12.0427 | 10.8003 | 0.83171 | 2.645 | 0.54284 | 0.54284 | 0.54284 | 487.2451 | 0.041048 | 0 | 0 | 2.645 | 0.57142 | 0.54284 | 0 | 0 | 2.0325 | 6.0061 | 2.0325 | 0 | 2.0325 | 20.0367 | 87.0463 | 0 | 2.766 | 2.766 | 0.32953 | 2.766 | 0 | 0.59713 | 2.116 | 0 | 8.6511
2025-04-17 12:00 | 0.95873 | 66.145 | 26.1116 | 14.2469 | 1.0236 | 3.2553 | 1.0881 | 1.0881 | 1.0881 | 299.1845 | 1.1758 | 0 | 0 | 3.2553 | 1.1453 | 1.0881 | 0 | 0 | 0.93417 | 6.0061 | 0.93417 | 0 | 0.93417 | 20.8722 | 90.6762 | 0 | 5.544 | 5.544 | 0.66049 | 5.544 | 0 | 1.1969 | 2.6043 | 0 | 9.2615
2025-04-17 13:00 | 0.85833 | 57.9089 | 52.7324 | 27.108 | 0.90799 | 2.8876 | 0.98924 | 0.98924 | 0.98924 | 291.8991 | 1.1739 | 0 | 0 | 2.8876 | 1.0413 | 0.98924 | 0 | 0 | 0.67239 | 6.0061 | 0.67239 | 0 | 0.67239 | 21.4736 | 93.2889 | 0 | 5.0405 | 5.0405 | 0.6005 | 5.0405 | 0 | 1.0882 | 2.3101 | 0 | 8.8937
2025-04-17 14:00 | 0.77348 | 46.7332 | 68.7448 | 41.3757 | 0.80474 | 2.5592 | 0.67729 | 0.67729 | 0.67729 | 377.8575 | 1.3623 | 0 | 0 | 2.5592 | 0.71294 | 0.67729 | 0 | 0 | 0.48397 | 6.0061 | 0.48397 | 0 | 0.48397 | 21.9065 | 95.1695 | 0 | 3.451 | 3.451 | 0.41114 | 3.451 | 0 | 0.74502 | 2.0474 | 0 | 8.5654
2025-04-17 15:00 | 0.53336 | 34.4425 | 79.6302 | 55.979 | 0.5326 | 1.6937 | 1.022 | 1.022 | 1.022 | 165.734 | 0.26964 | 0 | 0 | 1.6937 | 1.0758 | 1.022 | 0 | 0 | 0.34836 | 6.0061 | 0.34836 | 0 | 0.34836 | 22.2181 | 96.5231 | 0 | 5.2072 | 5.2072 | 0.62037 | 5.2072 | 0 | 1.1242 | 1.355 | 0 | 7.6999
2025-04-17 16:00 | 0.22745 | 21.7472 | 88.2454 | 70.7026 | 0.21284 | 0.67687 | 0.87726 | 0.87726 | 0.87726 | 77.1569 | 0 | 0 | 0 | 0.67687 | 0.92343 | 0.87726 | 0 | 0 | 0.25074 | 6.0061 | 0 | 0.24657 | -0.24657 | 21.9424 | 95.3255 | 0 | 4.4699 | 4.4699 | 0.53253 | 4.4699 | 0 | 0.96499 | 0.5415 | 0 | 6.683
2025-04-17 17:00 | 0.11226 | 8.9901 | 96.0072 | 85.4732 | 0.081014 | 0.25764 | 0.97032 | 0.97032 | 0.97032 | 26.5519 | 0 | 1.1102e-16 | 0 | 0.25764 | 1.0214 | 0.97032 | 0 | 0 | 0.58156 | 6.0061 | 0 | 0.76375 | -0.76375 | 21.0885 | 91.6159 | 0 | 4.9441 | 4.9441 | 0.58902 | 4.9441 | 0 | 1.0673 | 0.20611 | 0 | 6.2638
2025-04-17 18:00 | 0.0042038 | 0 | 103.7957 | 90 | 0 | 0 | 0.76856 | 0.76856 | 0.76856 | 0 | 0 | 1.1102e-16 | 0 | 0 | 0.80901 | 0.76856 | 0 | 0 | 1.2765 | 6.0061 | 0 | 0.80901 | -0.80901 | 20.184 | 87.6864 | 0 | 3.916 | 3.916 | 0.46654 | 3.916 | 0 | 0.84541 | 0 | 0 | 6.0061
2025-04-17 19:00 | 0 | 0 | 112.3651 | 90 | 0 | 0 | 1.0973 | 1.0973 | 1.0973 | 0 | 0 | 2.2204e-16 | 0 | 0 | 1.155 | 1.0973 | 0 | 0 | 1.8886 | 6.0061 | 0 | 1.155 | -1.155 | 18.8926 | 82.0763 | 0 | 5.591 | 5.591 | 0.66609 | 5.591 | 0 | 1.207 | 0 | 0 | 6.0061
2025-04-17 20:00 | 0 | 0 | 122.5748 | 90 | 0 | 0 | 0.64367 | 0.64367 | 0.64367 | 0 | 0 | 1.1102e-16 | 0 | 0 | 0.67755 | 0.64367 | 0 | 0 | 2.75 | 6.0061 | 0 | 0.67755 | -0.67755 | 18.1351 | 78.7854 | 0 | 3.2797 | 3.2797 | 0.39073 | 3.2797 | 0 | 0.70804 | 0 | 0 | 6.0061
2025-04-17 21:00 | 0 | 0 | 135.5223 | 90 | 0 | 0 | 0.95886 | 0.95886 | 0.95886 | 0 | 0 | 0 | 0 | 0 | 1.0093 | 0.95886 | 0 | 0 | 3.1031 | 6.0061 | 0 | 1.0093 | -1.0093 | 17.0067 | 73.8829 | 0 | 4.8857 | 4.8857 | 0.58206 | 4.8857 | 0 | 1.0547 | 0 | 0 | 6.0061
2025-04-17 22:00 | 0 | 0 | 152.3645 | 90 | 0 | 0 | 0.90243 | 0.90243 | 0.90243 | 0 | 0 | 1.1102e-16 | 0 | 0 | 0.94993 | 0.90243 | 0 | 0 | 3.7924 | 6.0061 | 0 | 0.94993 | -0.94993 | 15.9446 | 69.269 | 0 | 4.5982 | 4.5982 | 0.54781 | 4.5982 | 0 | 0.99268 | 0 | 0 | 6.0061
2025-04-17 23:00 | 0 | 0 | 173.1745 | 90 | 0 | 0 | 0.79765 | 0.79765 | 0.79765 | 0 | 0 | 1.1102e-16 | 0 | 0 | 0.83963 | 0.79765 | 0 | 0 | 4.3942 | 6.0061 | 0 | 0.83963 | -0.83963 | 15.0059 | 65.1908 | 0 | 4.0643 | 4.0643 | 0.4842 | 4.0643 | 0 | 0.87742 | 0 | 0 | 6.0061
2025-04-18 | 0 | 0 | -164.7765 | 90 | 0 | 0 | 0.46453 | 0.46453 | 0.46453 | 0 | 0 | 5.5511e-17 | 0 | 0 | 0.48898 | 0.46453 | 0 | 0 | 4.8912 | 5.1863 | 0 | 0.48898 | -0.48898 | 14.4592 | 62.8157 | 0 | 2.3669 | 2.3669 | 0.28199 | 2.3669 | 0 | 0.51099 | 0 | 0 | 5.1863
2025-04-18 01:00 | 0 | 0 | -145.4926 | 90 | 0 | 0 | 0.41535 | 0.41535 | 0.41535 | 0 | 0 | 0 | 0 | 0 | 0.43721 | 0.41535 | 0 | 0 | 5.0881 | 4.6974 | 0 | 0.43721 | -0.43721 | 13.9704 | 60.6921 | 0 | 2.1164 | 2.1164 | 0.25213 | 2.1164 | 0 | 0.45689 | 0 | 0 | 4.6974
2025-04-18 02:00 | 0 | 0 | -130.3337 | 90 | 0 | 0 | 0.4161 | 0.4161 | 0.4161 | 0 | 0 | 5.5511e-17 | 0 | 0 | 0.438 | 0.4161 | 0 | 0 | 5.143 | 4.2602 | 0 | 0.438 | -0.438 | 13.4807 | 58.5647 | 0 | 2.1202 | 2.1202 | 0.25259 | 2.1202 | 0 | 0.45771 | 0 | 0 | 4.2602
2025-04-18 03:00 | 0 | 0 | -118.617 | 90 | 0 | 0 | 0.47761 | 0.47761 | 0.47761 | 0 | 0 | 5.5511e-17 | 0 | 0 | 0.50275 | 0.47761 | 0 | 0 | 5.143 | 3.8221 | 0 | 0.50275 | -0.50275 | 12.9186 | 56.1228 | 0 | 2.4336 | 2.4336 | 0.28993 | 2.4336 | 0 | 0.52537 | 0 | 0 | 3.8221
2025-04-18 04:00 | 0 | 0 | -109.1693 | 90 | 0 | 0 | 0.40388 | 0.40388 | 0.40388 | 0 | 0 | 5.5511e-17 | 0 | 0 | 0.42514 | 0.40388 | 0 | 0 | 5.143 | 3.3194 | 0 | 0.42514 | -0.42514 | 12.4432 | 54.0578 | 0 | 2.0579 | 2.0579 | 0.24517 | 2.0579 | 0 | 0.44427 | 0 | 0 | 3.3194
2025-04-18 05:00 | 0.023858 | 1.4956 | -101.0043 | 94.4599 | 0.016983 | 0.05401 | 0.48321 | 0.48321 | 0.48321 | 11.1773 | 0 | 1.1102e-16 | 0 | 0.05401 | 0.50864 | 0.48321 | 0 | 0 | 5.143 | 2.8943 | 0 | 0.45463 | -0.45463 | 11.935 | 51.8496 | 0 | 2.4621 | 2.4621 | 0.29333 | 2.4621 | 0 | 0.53153 | 0.043208 | 0 | 2.9483
2025-04-18 06:00 | 0.13036 | 14.1625 | -93.3318 | 79.6965 | 0.11829 | 0.37618 | 0.53415 | 0.53415 | 0.53415 | 70.4261 | 0 | 1.1102e-16 | 0 | 0.37618 | 0.56226 | 0.53415 | 0 | 0 | 5.143 | 2.4396 | 0 | 0.18608 | -0.18608 | 11.7269 | 50.9458 | 0 | 2.7217 | 2.7217 | 0.32425 | 2.7217 | 0 | 0.58756 | 0.30094 | 0 | 2.8158
2025-04-18 07:00 | 0.31431 | 26.9276 | -85.3855 | 64.9572 | 0.29892 | 0.95063 | 0.49544 | 0.49544 | 0.49544 | 191.8751 | 0 | 0 | 0 | 0.95063 | 0.52152 | 0.49544 | 0 | 0 | 5.143 | 2.2535 | 0.42911 | 0 | 0.42911 | 12.1107 | 52.6132 | 0 | 2.5244 | 2.5244 | 0.30075 | 2.5244 | 0 | 0.54499 | 0.7605 | 0 | 3.2042
2025-04-18 08:00 | 0.59665 | 39.5302 | -76.1454 | 50.2915 | 0.60327 | 1.9185 | 0.49563 | 0.49563 | 0.49563 | 387.0841 | 0 | 0 | 0 | 1.9185 | 0.52171 | 0.49563 | 0 | 0 | 5.143 | 2.5968 | 1.3968 | 0 | 1.3968 | 13.36 | 58.0406 | 0 | 2.5254 | 2.5254 | 0.30086 | 2.5254 | 0 | 0.54519 | 1.5348 | 0 | 4.5153
2025-04-18 09:00 | 0.7344 | 51.5381 | -63.7766 | 35.8132 | 0.76312 | 2.4268 | 0.43282 | 0.43282 | 0.43282 | 560.7095 | 0 | 0 | 0 | 2.4268 | 0.4556 | 0.43282 | 0 | 0 | 5.0586 | 3.7143 | 1.9712 | 0 | 1.9712 | 15.1232 | 65.7003 | 0 | 2.2053 | 2.2053 | 0.26274 | 2.2053 | 0 | 0.4761 | 1.9415 | 0 | 6.1411
2025-04-18 10:00 | 0.7126 | 61.9441 | -44.4008 | 21.9191 | 0.73617 | 2.3412 | 0.4623 | 0.4623 | 0.4623 | 506.4154 | 0 | 0 | 0 | 2.3412 | 0.48663 | 0.4623 | 0 | 0 | 3.8238 | 5.2913 | 1.8545 | 0 | 1.8545 | 16.7819 | 72.9065 | 0 | 2.3556 | 2.3556 | 0.28063 | 2.3556 | 0 | 0.50853 | 1.8729 | 0 | 7.6324
2025-04-18 11:00 | 1.0105 | 68.1418 | -12.0547 | 11.1059 | 1.0772 | 3.4256 | 0.45328 | 0.45328 | 0.45328 | 755.7308 | 0.13329 | 0 | 0 | 3.4256 | 0.47714 | 0.45328 | 0 | 0 | 2.8152 | 6.0061 | 2.8152 | 0 | 2.8152 | 19.2999 | 83.8453 | 0 | 2.3096 | 2.3096 | 0.27516 | 2.3096 | 0 | 0.49861 | 2.7405 | 0 | 9.4317
2025-04-18 12:00 | 0.68623 | 66.4584 | 26.6042 | 14.5427 | 0.70226 | 2.2333 | 0.83036 | 0.83036 | 0.83036 | 268.9585 | 0.19425 | 0 | 0 | 2.2333 | 0.87406 | 0.83036 | 0 | 0 | 1.165 | 6.0061 | 1.165 | 0 | 1.165 | 20.3419 | 88.3722 | 0 | 4.2309 | 4.2309 | 0.50406 | 4.2309 | 0 | 0.91339 | 1.7867 | 0 | 8.2395
2025-04-18 13:00 | 0.61288 | 58.13 | 53.2942 | 27.2917 | 0.62017 | 1.9722 | 0.9113 | 0.9113 | 0.9113 | 216.4198 | 0.17443 | 0 | 0 | 1.9722 | 0.95927 | 0.9113 | 0 | 0 | 0.83855 | 6.0061 | 0.83855 | 0 | 0.83855 | 21.0919 | 91.6306 | 0 | 4.6434 | 4.6434 | 0.55319 | 4.6434 | 0 | 1.0024 | 1.5778 | 0 | 7.9784
2025-04-18 14:00 | 0.36562 | 46.8984 | 69.2297 | 41.5097 | 0.35179 | 1.1187 | 0.9348 | 0.9348 | 0.9348 | 119.6773 | 0 | 0 | 0 | 1.1187 | 0.984 | 0.9348 | 0 | 0 | 0.60357 | 6.0061 | 0.13474 | 0 | 0.13474 | 21.2124 | 92.1541 | 0 | 4.7631 | 4.7631 | 0.56746 | 4.7631 | 0 | 1.0283 | 0.89499 | 0 | 7.1249
2025-04-18 15:00 | 0.27678 | 34.581 | 80.0475 | 56.0844 | 0.26413 | 0.83999 | 0.77497 | 0.77497 | 0.77497 | 108.3898 | 0 | 0 | 0 | 0.83999 | 0.81576 | 0.77497 | 0 | 0 | 0.77086 | 6.0061 | 0.02423 | 0 | 0.02423 | 21.2341 | 92.2483 | 0 | 3.9487 | 3.9487 | 0.47043 | 3.9487 | 0 | 0.85247 | 0.67199 | 0 | 6.8461
2025-04-18 16:00 | 0.20845 | 21.8768 | 88.6195 | 70.7875 | 0.19523 | 0.62087 | 1.0288 | 1.0288 | 1.0288 | 60.3471 | 0 | 2.2204e-16 | 0 | 0.62087 | 1.083 | 1.0288 | 0 | 0 | 0.88556 | 6.0061 | 0 | 0.46211 | -0.46211 | 20.7174 | 90.0037 | 0 | 5.2422 | 5.2422 | 0.62454 | 5.2422 | 0 | 1.1317 | 0.4967 | 0 | 6.627
2025-04-18 17:00 | 0.1057 | 9.1229 | 96.3576 | 85.5408 | 0.080129 | 0.25482 | 0.9138 | 0.9138 | 0.9138 | 27.8863 | 0 | 1.1102e-16 | 0 | 0.25482 | 0.96189 | 0.9138 | 0 | 0 | 1.3608 | 6.0061 | 0 | 0.70707 | -0.70707 | 19.9269 | 86.5694 | 0 | 4.6561 | 4.6561 | 0.55471 | 4.6561 | 0 | 1.0052 | 0.20386 | 0 | 6.261
2025-04-18 18:00 | 0.0039805 | 0 | 104.1369 | 90 | 0 | 0 | 0.93689 | 0.93689 | 0.93689 | 0 | 0 | 1.1102e-16 | 0 | 0 | 0.9862 | 0.93689 | 0 | 0 | 1.9503 | 6.0061 | 0 | 0.9862 | -0.9862 | 18.8243 | 81.7793 | 0 | 4.7737 | 4.7737 | 0.56872 | 4.7737 | 0 | 1.0306 | 0 | 0 | 6.0061
2025-04-18 19:00 | 0 | 0 | 112.7073 | 90 | 0 | 0 | 0.96216 | 0.96216 | 0.96216 | 0 | 0 | 1.1102e-16 | 0 | 0 | 1.0128 | 0.96216 | 0 | 0 | 2.7061 | 6.0061 | 0 | 1.0128 | -1.0128 | 17.692 | 76.8601 | 0 | 4.9025 | 4.9025 | 0.58406 | 4.9025 | 0 | 1.0584 | 0 | 0 | 6.0061
2025-04-18 20:00 | 0 | 0 | 122.9211 | 90 | 0 | 0 | 0.7358 | 0.7358 | 0.7358 | 0 | 0 | 0 | 0 | 0 | 0.77452 | 0.7358 | 0 | 0 | 3.406 | 6.0061 | 0 | 0.77452 | -0.77452 | 16.826 | 73.0981 | 0 | 3.7491 | 3.7491 | 0.44665 | 3.7491 | 0 | 0.80937 | 0 | 0 | 6.0061
2025-04-18 21:00 | 0 | 0 | 135.8605 | 90 | 0 | 0 | 0.7796 | 0.7796 | 0.7796 | 0 | 0 | 1.1102e-16 | 0 | 0 | 0.82063 | 0.7796 | 0 | 0 | 3.8531 | 6.0061 | 0 | 0.82063 | -0.82063 | 15.9085 | 69.1122 | 0 | 3.9723 | 3.9723 | 0.47325 | 3.9723 | 0 | 0.85756 | 0 | 0 | 6.0061
2025-04-18 22:00 | 0 | 0 | 152.6489 | 90 | 0 | 0 | 1.1373 | 1.1373 | 1.1373 | 0 | 0 | 0 | 0 | 0 | 1.1971 | 1.1373 | 0 | 0 | 4.3613 | 5.9937 | 0 | 1.1971 | -1.1971 | 14.5701 | 63.2976 | 0 | 5.7948 | 5.7948 | 0.69037 | 5.7948 | 0 | 1.251 | 0 | 0 | 5.9937
2025-04-18 23:00 | 0 | 0 | 173.3235 | 90 | 0 | 0 | 0.82113 | 0.82113 | 0.82113 | 0 | 0 | 1.1102e-16 | 0 | 0 | 0.86435 | 0.82113 | 0 | 0 | 5.143 | 4.7966 | 0 | 0.86435 | -0.86435 | 13.6037 | 59.0993 | 0 | 4.1839 | 4.1839 | 0.49846 | 4.1839 | 0 | 0.90324 | 0 | 0 | 4.7966
2025-04-19 | 0 | 0 | -164.8103 | 90 | 0 | 0 | 0.36524 | 0.36524 | 0.36524 | 0 | 0 | 5.5511e-17 | 0 | 0 | 0.38447 | 0.36524 | 0 | 0 | 5.143 | 3.9322 | 0 | 0.38447 | -0.38447 | 13.1739 | 57.2319 | 0 | 1.861 | 1.861 | 0.22171 | 1.861 | 0 | 0.40177 | 0 | 0 | 3.9322
2025-04-19 01:00 | 0 | 0 | -145.6586 | 90 | 0 | 0 | 0.54754 | 0.54754 | 0.54754 | 0 | 0 | 0 | 0 | 0 | 0.57636 | 0.54754 | 0 | 0 | 5.143 | 3.5478 | 0 | 0.57636 | -0.57636 | 12.5295 | 54.4325 | 0 | 2.7899 | 2.7899 | 0.33238 | 2.7899 | 0 | 0.60229 | 0 | 0 | 3.5478
2025-04-19 02:00 | 0 | 0 | -130.5636 | 90 | 0 | 0 | 0.6192 | 0.6192 | 0.6192 | 0 | 0 | 0 | 0 | 0 | 0.65179 | 0.6192 | 0 | 0 | 5.143 | 2.9714 | 0 | 0.65179 | -0.65179 | 11.8008 | 51.2666 | 0 | 3.155 | 3.155 | 0.37588 | 3.155 | 0 | 0.68113 | 0 | 0 | 2.9714
2025-04-19 03:00 | 0 | 0 | -118.8717 | 90 | 0 | 0 | 0.42192 | 0.42192 | 0.42192 | 0 | 0 | 5.5511e-17 | 0 | 0 | 0.44413 | 0.42192 | 0 | 0 | 5.143 | 2.3196 | 0 | 0.44413 | -0.44413 | 11.3042 | 49.1094 | 0 | 2.1498 | 2.1498 | 0.25612 | 2.1498 | 0 | 0.46412 | 0 | 0 | 2.3196
2025-04-19 04:00 | 0 | 0 | -109.435 | 90 | 0 | 0 | 0.34728 | 0.34728 | 0.34728 | 0 | 0 | 5.5511e-17 | 0 | 0 | 0.36556 | 0.34728 | 0 | 0 | 5.143 | 1.8755 | 0 | 0.36556 | -0.36556 | 10.8955 | 47.3338 | 0 | 1.7695 | 1.7695 | 0.21081 | 1.7695 | 0 | 0.38201 | 0 | 0 | 1.8755
2025-04-19 05:00 | 0.0243 | 1.7385 | -101.2802 | 94.394 | 0.018113 | 0.057602 | 0.36212 | 0.36212 | 0.36212 | 15.9068 | 0 | 0 | 0 | 0.057602 | 0.38118 | 0.36212 | 0 | 0 | 5.143 | 1.5099 | 0 | 0.32358 | -0.32358 | 10.5337 | 45.7622 | 0 | 1.8451 | 1.8451 | 0.21982 | 1.8451 | 0 | 0.39833 | 0.046081 | 0 | 1.5675
2025-04-19 06:00 | 0.077302 | 14.3974 | -93.6234 | 79.6478 | 0.072517 | 0.23062 | 0.28631 | 0.28631 | 0.28631 | 80.5474 | 0 | 0 | 0 | 0.23062 | 0.30138 | 0.28631 | 0 | 0 | 5.143 | 1.1863 | 0 | 0.070764 | -0.070764 | 10.4546 | 45.4185 | 0 | 1.4588 | 1.4588 | 0.1738 | 1.4588 | 0 | 0.31494 | 0.18449 | 0 | 1.417
2025-04-19 07:00 | 0.082976 | 27.163 | -85.7023 | 64.9275 | 0.078232 | 0.24879 | 0.42003 | 0.42003 | 0.42003 | 59.2325 | 0 | 5.5511e-17 | 0 | 0.24879 | 0.44213 | 0.42003 | 0 | 0 | 5.143 | 1.1156 | 0 | 0.19334 | -0.19334 | 10.2385 | 44.4794 | 0 | 2.1402 | 2.1402 | 0.25497 | 2.1402 | 0 | 0.46203 | 0.19903 | 0 | 1.3644
2025-04-19 08:00 | 0.19487 | 39.7773 | -76.4986 | 50.2863 | 0.1842 | 0.58579 | 0.38498 | 0.38498 | 0.38498 | 152.1608 | 0 | 0 | 0 | 0.58579 | 0.40524 | 0.38498 | 0 | 0 | 5.143 | 0.92223 | 0.18055 | 0 | 0.18055 | 10.3999 | 45.181 | 0 | 1.9616 | 1.9616 | 0.2337 | 1.9616 | 0 | 0.42348 | 0.46863 | 0 | 1.508
2025-04-19 09:00 | 0.28343 | 51.8131 | -64.1696 | 35.8459 | 0.26881 | 0.85487 | 0.36511 | 0.36511 | 0.36511 | 234.1389 | 0 | 0 | 0 | 0.85487 | 0.38433 | 0.36511 | 0 | 0 | 5.143 | 1.0667 | 0.47054 | 0 | 0.47054 | 10.8208 | 47.0093 | 0 | 1.8604 | 1.8604 | 0.22164 | 1.8604 | 0 | 0.40162 | 0.6839 | 0 | 1.9215
2025-04-19 10:00 | 0.1554 | 62.2688 | -44.7684 | 22.0286 | 0.14676 | 0.46671 | 0.45014 | 0.45014 | 0.45014 | 103.6811 | 0 | 0 | 0 | 0.46671 | 0.47383 | 0.45014 | 0 | 0 | 5.143 | 1.4431 | 0 | 0.0071213 | -0.0071213 | 10.8128 | 46.9748 | 0 | 2.2936 | 2.2936 | 0.27325 | 2.2936 | 0 | 0.49515 | 0.37337 | 0 | 1.9098
2025-04-19 11:00 | 0.13748 | 68.5092 | -12.0704 | 11.4134 | 0.12978 | 0.41272 | 0.4428 | 0.4428 | 0.4428 | 93.2079 | 0 | 0 | 0 | 0.41272 | 0.4661 | 0.4428 | 0 | 0 | 5.143 | 1.436 | 0 | 0.05338 | -0.05338 | 10.7531 | 46.7155 | 0 | 2.2562 | 2.2562 | 0.26879 | 2.2562 | 0 | 0.48708 | 0.33018 | 0 | 1.8487
2025-04-19 12:00 | 0.20806 | 66.7682 | 27.1022 | 14.8383 | 0.19666 | 0.62543 | 0.43486 | 0.43486 | 0.43486 | 143.8234 | 0 | 0 | 0 | 0.62543 | 0.45774 | 0.43486 | 0 | 0 | 5.143 | 1.3826 | 0.16768 | 0 | 0.16768 | 10.9031 | 47.367 | 0 | 2.2157 | 2.2157 | 0.26397 | 2.2157 | 0 | 0.47834 | 0.50034 | 0 | 2.008
2025-04-19 13:00 | 0.14281 | 58.3476 | 53.8567 | 27.4761 | 0.13484 | 0.42882 | 0.74715 | 0.74715 | 0.74715 | 57.3941 | 0 | 0 | 0 | 0.42882 | 0.78647 | 0.74715 | 0 | 0 | 5.143 | 1.5167 | 0 | 0.35765 | -0.35765 | 10.5033 | 45.6299 | 0 | 3.8069 | 3.8069 | 0.45355 | 3.8069 | 0 | 0.82186 | 0.34306 | 0 | 1.9456
2025-04-19 14:00 | 0.19073 | 47.0612 | 69.7125 | 41.6436 | 0.18027 | 0.57329 | 0.84287 | 0.84287 | 0.84287 | 68.0159 | 0 | 0 | 0 | 0.57329 | 0.88723 | 0.84287 | 0 | 0 | 5.143 | 1.1591 | 0 | 0.31395 | -0.31395 | 10.1523 | 44.105 | 0 | 4.2947 | 4.2947 | 0.51165 | 4.2947 | 0 | 0.92716 | 0.45863 | 0 | 1.7324
2025-04-19 15:00 | 0.24449 | 34.7182 | 80.4619 | 56.189 | 0.23214 | 0.73826 | 0.85868 | 0.85868 | 0.85868 | 85.9756 | 0 | 0 | 0.0013911 | 0.73826 | 0.90388 | 0.85868 | 0 | 0 | 5.143 | 0.84515 | 0 | 0.16562 | -0.16562 | 9.9671 | 43.3006 | 0 | 4.3752 | 4.3752 | 0.52125 | 4.3752 | 0 | 0.94455 | 0.59061 | 0 | 1.5834
2025-04-19 16:00 | 0.17822 | 22.0057 | 88.9905 | 70.8711 | 0.16742 | 0.53241 | 0.60303 | 0.60303 | 0.60303 | 88.2891 | 0 | 0 | 0 | 0.53241 | 0.63477 | 0.60303 | 0 | 0 | 5.143 | 0.67953 | 0 | 0.10236 | -0.10236 | 9.8527 | 42.8034 | 0 | 3.0726 | 3.0726 | 0.36606 | 3.0726 | 0 | 0.66333 | 0.42593 | 0 | 1.2119
2025-04-19 17:00 | 0.029734 | 9.2555 | 96.7048 | 85.6067 | 0.027847 | 0.088559 | 0.82706 | 0.63244 | 0.63244 | 14.0027 | 0 | 0.19462 | 0.34463 | 0.088559 | 0.66573 | 0.63244 | 0 | 0 | 5.143 | 0.57717 | 0 | 0.57717 | -0.57717 | 9.2074 | 40 | 0 | 4.2141 | 4.2141 | 0.50206 | 4.2141 | 0 | 0.90977 | 0.070847 | 0 | 0.66573
2025-04-19 18:00 | 0.0043356 | 0 | 104.4746 | 90 | 0 | 0 | 0.54934 | 0 | 0 | 0 | 0 | 0.54934 | 0.60427 | 0 | 0 | 0 | 0 | 0 | 5.143 | 0 | 0 | 0 | 0 | 9.2074 | 40 | 0 | 2.799 | 2.799 | 0.33347 | 2.799 | 0 | 0.60427 | 0 | 0 | 0
2025-04-19 19:00 | 0 | 0 | 113.0452 | 90 | 0 | 0 | 0.66381 | 0 | 0 | 0 | 0 | 0.66381 | 0.73019 | 0 | 0 | 0 | 0 | 0 | 5.143 | 0 | 0 | 0 | 0 | 9.2074 | 40 | 0 | 3.3823 | 3.3823 | 0.40296 | 3.3823 | 0 | 0.73019 | 0 | 0 | 0
2025-04-19 20:00 | 0 | 0 | 123.2623 | 90 | 0 | 0 | 0.76761 | 0 | 0 | 0 | 0 | 0.76761 | 0.84437 | 0 | 0 | 0 | 0 | 0 | 5.143 | 0 | 0 | 0 | 0 | 9.2074 | 40 | 0 | 3.9112 | 3.9112 | 0.46597 | 3.9112 | 0 | 0.84437 | 0 | 0 | 0
2025-04-19 21:00 | 0 | 0 | 136.1924 | 90 | 0 | 0 | 0.79011 | 0 | 0 | 0 | 0 | 0.79011 | 0.86912 | 0 | 0 | 0 | 0 | 0 | 5.143 | 0 | 0 | 0 | 0 | 9.2074 | 40 | 0 | 4.0258 | 4.0258 | 0.47962 | 4.0258 | 0 | 0.86912 | 0 | 0 | 0
2025-04-19 22:00 | 0 | 0 | 152.9264 | 90 | 0 | 0 | 0.86039 | 0 | 0 | 0 | 0 | 0.86039 | 0.94643 | 0 | 0 | 0 | 0 | 0 | 5.143 | 0 | 0 | 0 | 0 | 9.2074 | 40 | 0 | 4.3839 | 4.3839 | 0.52229 | 4.3839 | 0 | 0.94643 | 0 | 0 | 0
2025-04-19 23:00 | 0 | 0 | 173.4674 | 90 | 0 | 0 | 0.75686 | 0 | 0 | 0 | 0 | 0.75686 | 0.83255 | 0 | 0 | 0 | 0 | 0 | 5.143 | 0 | 0 | 0 | 0 | 9.2074 | 40 | 0 | 3.8564 | 3.8564 | 0.45944 | 3.8564 | 0 | 0.83255 | 0 | 0 | 0
2025-04-20 | 0 | 0 | -164.8452 | 90 | 0 | 0 | 0.42185 | 1.5094e-15 | 1.5094e-15 | 0 | 0 | 0.42185 | 0.46404 | 0 | 1.5888e-15 | 1.5094e-15 | 0 | 0 | 5.143 | 1.5888e-15 | 0 | 1.5888e-15 | 0 | 9.2074 | 40 | 0 | 2.1495 | 2.1495 | 0.25608 | 2.1495 | 0 | 0.46404 | 0 | 0 | 1.5888e-15
2025-04-20 01:00 | 0 | 0 | -145.823 | 90 | 0 | 0 | 0.59454 | 3.0188e-15 | 3.0188e-15 | 0 | 0 | 0.59454 | 0.65399 | 0 | 3.1776e-15 | 3.0188e-15 | 0 | 0 | 5.143 | 3.1776e-15 | 0 | 3.1776e-15 | 0 | 9.2074 | 40 | 0 | 3.0294 | 3.0294 | 0.36091 | 3.0294 | 0 | 0.65399 | 0 | 0 | 3.1776e-15
2025-04-20 02:00 | 0 | 0 | -130.7912 | 90 | 0 | 0 | 0.36595 | 3.0188e-15 | 3.0188e-15 | 0 | 0 | 0.36595 | 0.40254 | 0 | 3.1776e-15 | 3.0188e-15 | 0 | 0 | 5.143 | 3.1776e-15 | 0 | 3.1776e-15 | 0 | 9.2074 | 40 | 0 | 1.8646 | 1.8646 | 0.22214 | 1.8646 | 0 | 0.40254 | 0 | 0 | 3.1776e-15
2025-04-20 03:00 | 0 | 0 | -119.1241 | 90 | 0 | 0 | 0.41601 | 3.0188e-15 | 3.0188e-15 | 0 | 0 | 0.41601 | 0.45761 | 0 | 3.1776e-15 | 3.0188e-15 | 0 | 0 | 5.143 | 3.1776e-15 | 0 | 3.1776e-15 | 0 | 9.2074 | 40 | 0 | 2.1197 | 2.1197 | 0.25254 | 2.1197 | 0 | 0.45761 | 0 | 0 | 3.1776e-15
2025-04-20 04:00 | 0 | 0 | -109.6988 | 90 | 0 | 0 | 0.53074 | 3.0188e-15 | 3.0188e-15 | 0 | 0 | 0.53074 | 0.58381 | 0 | 3.1776e-15 | 3.0188e-15 | 0 | 0 | 5.143 | 3.1776e-15 | 0 | 3.1776e-15 | 0 | 9.2074 | 40 | 0 | 2.7043 | 2.7043 | 0.32218 | 2.7043 | 0 | 0.58381 | 0 | 0 | 3.1776e-15
2025-04-20 05:00 | 0.027208 | 1.9781 | -101.5545 | 94.3299 | 0.019057 | 0.060604 | 0.49257 | 0.057574 | 0.057574 | 105.2632 | 0 | 0.435 | 0.53032 | 0.060604 | 0.060604 | 0.057574 | 0 | 0 | 5.143 | 3.1776e-15 | 0 | 3.1776e-15 | 0 | 9.2074 | 40 | 0 | 2.5098 | 2.5098 | 0.29901 | 2.5098 | 0 | 0.54183 | 0.048483 | 0 | 0.060604
2025-04-20 06:00 | 0.23554 | 14.6288 | -93.9138 | 79.6013 | 0.17864 | 0.56811 | 0.60762 | 0.53971 | 0.53971 | 105.2632 | 0 | 0.067917 | 0.56045 | 0.56811 | 0.56811 | 0.53971 | 0 | 0 | 5.143 | 3.1776e-15 | 0 | 3.1776e-15 | 0 | 9.2074 | 40 | 0 | 3.096 | 3.096 | 0.36885 | 3.096 | 0 | 0.66839 | 0.45449 | 0 | 0.56811
2025-04-20 07:00 | 0.50807 | 27.3946 | -86.0184 | 64.9005 | 0.47651 | 1.5154 | 0.44605 | 0.44605 | 0.44605 | 339.7383 | 0 | 0 | 0.20273 | 1.5154 | 0.46952 | 0.44605 | 0 | 0 | 5.143 | 3.1776e-15 | 1.0459 | 0 | 1.0459 | 10.1428 | 44.0639 | 0 | 2.2728 | 2.2728 | 0.27077 | 2.2728 | 0 | 0.49065 | 1.2123 | 0 | 1.5154
2025-04-20 08:00 | 0.69701 | 40.02 | -76.8523 | 50.2844 | 0.70103 | 2.2294 | 0.37231 | 0.37231 | 0.37231 | 598.7954 | 0 | 0 | 0 | 2.2294 | 0.39191 | 0.37231 | 0 | 0 | 5.143 | 0.8367 | 1.8375 | 0 | 1.8375 | 11.7863 | 51.2038 | 0 | 1.897 | 1.897 | 0.22601 | 1.897 | 0 | 0.40954 | 1.7835 | 0 | 3.0661
2025-04-20 09:00 | 0.83449 | 52.0833 | -64.5654 | 35.8828 | 0.86543 | 2.7522 | 0.51718 | 0.51718 | 0.51718 | 532.1609 | 0 | 0 | 0 | 2.7522 | 0.54439 | 0.51718 | 0 | 0 | 5.143 | 2.3067 | 2.2078 | 0 | 2.2078 | 13.761 | 59.7827 | 0 | 2.6352 | 2.6352 | 0.31394 | 2.6352 | 0 | 0.56889 | 2.2018 | 0 | 5.0589
2025-04-20 10:00 | 0.99112 | 62.589 | -45.143 | 22.1436 | 1.0438 | 3.3194 | 0.46906 | 0.46906 | 0.46906 | 707.6553 | 0 | 0 | 0 | 3.3194 | 0.49375 | 0.46906 | 0 | 0 | 4.4498 | 4.0729 | 2.8256 | 0 | 2.8256 | 16.2883 | 70.7622 | 0 | 2.39 | 2.39 | 0.28474 | 2.39 | 0 | 0.51597 | 2.6555 | 0 | 7.3923
2025-04-20 11:00 | 0.9777 | 68.8733 | -12.0901 | 11.722 | 1.0347 | 3.2904 | 0.34829 | 0.34829 | 0.34829 | 944.738 | 0.10492 | 0 | 0 | 3.2904 | 0.36662 | 0.34829 | 0 | 0 | 2.8189 | 6.0061 | 2.8189 | 0 | 2.8189 | 18.8096 | 81.7154 | 0 | 1.7746 | 1.7746 | 0.21142 | 1.7746 | 0 | 0.38311 | 2.6323 | 0 | 9.2965
2025-04-20 12:00 | 1.0226 | 67.0742 | 27.6052 | 15.1336 | 1.0814 | 3.4392 | 0.89512 | 0.89512 | 0.89512 | 384.2168 | 1.1784 | 0 | 0 | 3.4392 | 0.94223 | 0.89512 | 0 | 0 | 1.3186 | 6.0061 | 1.3186 | 0 | 1.3186 | 19.989 | 86.8391 | 0 | 4.5609 | 4.5609 | 0.54337 | 4.5609 | 0 | 0.98463 | 2.7514 | 0 | 9.4453
2025-04-20 13:00 | 1.009 | 58.5619 | 54.4193 | 27.661 | 1.0582 | 3.3653 | 0.9378 | 0.9378 | 0.9378 | 358.8491 | 1.429 | 0 | 0 | 3.3653 | 0.98716 | 0.9378 | 0 | 0 | 0.94911 | 6.0061 | 0.94911 | 0 | 0.94911 | 20.8379 | 90.5271 | 0 | 4.7784 | 4.7784 | 0.56928 | 4.7784 | 0 | 1.0316 | 2.6922 | 0 | 9.3714
2025-04-20 14:00 | 0.81967 | 47.2217 | 70.193 | 41.7774 | 0.84192 | 2.6774 | 1.1442 | 1.1442 | 1.1442 | 234.0063 | 0.7899 | 0 | 0.0025281 | 2.6774 | 1.2044 | 1.1442 | 0 | 0 | 0.68315 | 6.0061 | 0.68315 | 0 | 0.68315 | 21.4489 | 93.1816 | 0 | 5.8299 | 5.8299 | 0.69456 | 5.8299 | 0 | 1.2586 | 2.142 | 0 | 8.6836
2025-04-20 15:00 | 0.64972 | 34.8539 | 80.8733 | 56.2929 | 0.63968 | 2.0343 | 1.1495 | 1.1495 | 1.1495 | 176.966 | 0.33253 | 0 | 0.0084135 | 2.0343 | 1.21 | 1.1495 | 0 | 0 | 0.49172 | 6.0061 | 0.49172 | 0 | 0.49172 | 21.8887 | 95.0923 | 0 | 5.8572 | 5.8572 | 0.69781 | 5.8572 | 0 | 1.2645 | 1.6274 | 0 | 8.0404
2025-04-20 16:00 | 0.33899 | 22.1338 | 89.3582 | 70.9534 | 0.30281 | 0.96297 | 0.9245 | 0.9245 | 0.9245 | 104.1613 | 0 | 0 | 0 | 0.96297 | 0.97316 | 0.9245 | 0 | 0 | 0.35393 | 6.0061 | 0 | 0.010187 | -0.010187 | 21.8773 | 95.0428 | 0 | 4.7106 | 4.7106 | 0.56121 | 4.7106 | 0 | 1.017 | 0.77038 | 0 | 6.9691
2025-04-20 17:00 | 0.11276 | 9.3877 | 97.0485 | 85.6708 | 0.081523 | 0.25926 | 0.77353 | 0.77353 | 0.77353 | 33.5162 | 0 | 1.1102e-16 | 0 | 0.25926 | 0.81424 | 0.77353 | 0 | 0 | 0.51786 | 6.0061 | 0 | 0.55498 | -0.55498 | 21.2568 | 92.3471 | 0 | 3.9414 | 3.9414 | 0.46956 | 3.9414 | 0 | 0.85088 | 0.20741 | 0 | 6.2654
2025-04-20 18:00 | 0.0032384 | 0 | 104.8086 | 90 | 0 | 0 | 1.0083 | 1.0083 | 1.0083 | 0 | 0 | 0 | 0 | 0 | 1.0613 | 1.0083 | 0 | 0 | 1.0818 | 6.0061 | 0 | 1.0613 | -1.0613 | 20.0702 | 87.192 | 0 | 5.1375 | 5.1375 | 0.61206 | 5.1375 | 0 | 1.1091 | 0 | 0 | 6.0061
2025-04-20 19:00 | 0 | 0 | 113.3789 | 90 | 0 | 0 | 0.74925 | 0.74925 | 0.74925 | 0 | 0 | 1.1102e-16 | 0 | 0 | 0.78869 | 0.74925 | 0 | 0 | 1.977 | 6.0061 | 0 | 0.78869 | -0.78869 | 19.1884 | 83.3613 | 0 | 3.8177 | 3.8177 | 0.45482 | 3.8177 | 0 | 0.82418 | 0 | 0 | 6.0061
2025-04-20 20:00 | 0 | 0 | 123.5984 | 90 | 0 | 0 | 0.79503 | 0.79503 | 0.79503 | 0 | 0 | 1.1102e-16 | 0 | 0 | 0.83687 | 0.79503 | 0 | 0 | 2.4958 | 6.0061 | 0 | 0.83687 | -0.83687 | 18.2528 | 79.2965 | 0 | 4.0509 | 4.0509 | 0.48261 | 4.0509 | 0 | 0.87453 | 0 | 0 | 6.0061
2025-04-20 21:00 | 0 | 0 | 136.5181 | 90 | 0 | 0 | 0.82865 | 0.82865 | 0.82865 | 0 | 0 | 1.1102e-16 | 0 | 0 | 0.87226 | 0.82865 | 0 | 0 | 3.0421 | 6.0061 | 0 | 0.87226 | -0.87226 | 17.2776 | 75.0598 | 0 | 4.2222 | 4.2222 | 0.50302 | 4.2222 | 0 | 0.91151 | 0 | 0 | 6.0061
2025-04-20 22:00 | 0 | 0 | 153.197 | 90 | 0 | 0 | 0.69336 | 0.69336 | 0.69336 | 0 | 0 | 1.1102e-16 | 0 | 0 | 0.72986 | 0.69336 | 0 | 0 | 3.6059 | 6.0061 | 0 | 0.72986 | -0.72986 | 16.4616 | 71.5148 | 0 | 3.5329 | 3.5329 | 0.4209 | 3.5329 | 0 | 0.7627 | 0 | 0 | 6.0061
2025-04-20 23:00 | 0 | 0 | 173.6062 | 90 | 0 | 0 | 0.94987 | 0.94987 | 0.94987 | 0 | 0 | 1.1102e-16 | 0 | 0 | 0.99987 | 0.94987 | 0 | 0 | 4.0303 | 6.0061 | 0 | 0.99987 | -0.99987 | 15.3437 | 66.6583 | 0 | 4.8399 | 4.8399 | 0.57661 | 4.8399 | 0 | 1.0449 | 0 | 0 | 6.0061
2025-04-21 | 0 | 0 | -164.8814 | 90 | 0 | 0 | 0.463 | 0.463 | 0.463 | 0 | 0 | 5.5511e-17 | 0 | 0 | 0.48737 | 0.463 | 0 | 0 | 4.7138 | 5.4885 | 0 | 0.48737 | -0.48737 | 14.7988 | 64.2911 | 0 | 2.3591 | 2.3591 | 0.28106 | 2.3591 | 0 | 0.5093 | 0 | 0 | 5.4885
2025-04-21 01:00 | 0 | 0 | -145.9858 | 90 | 0 | 0 | 0.50642 | 0.50642 | 0.50642 | 0 | 0 | 0 | 0 | 0 | 0.53308 | 0.50642 | 0 | 0 | 4.9032 | 5.0011 | 0 | 0.53308 | -0.53308 | 14.2028 | 61.7019 | 0 | 2.5804 | 2.5804 | 0.30742 | 2.5804 | 0 | 0.55706 | 0 | 0 | 5.0011
2025-04-21 02:00 | 0 | 0 | -131.0164 | 90 | 0 | 0 | 0.39725 | 0.39725 | 0.39725 | 0 | 0 | 5.5511e-17 | 0 | 0 | 0.41816 | 0.39725 | 0 | 0 | 5.143 | 4.468 | 0 | 0.41816 | -0.41816 | 13.7353 | 59.6708 | 0 | 2.0241 | 2.0241 | 0.24115 | 2.0241 | 0 | 0.43698 | 0 | 0 | 4.468
2025-04-21 03:00 | 0 | 0 | -119.3743 | 90 | 0 | 0 | 0.46268 | 0.46268 | 0.46268 | 0 | 0 | 5.5511e-17 | 0 | 0 | 0.48703 | 0.46268 | 0 | 0 | 5.143 | 4.0499 | 0 | 0.48703 | -0.48703 | 13.1907 | 57.3052 | 0 | 2.3575 | 2.3575 | 0.28086 | 2.3575 | 0 | 0.50894 | 0 | 0 | 4.0499
2025-04-21 04:00 | 0 | 0 | -109.9606 | 90 | 0 | 0 | 0.31077 | 0.31077 | 0.31077 | 0 | 0 | 5.5511e-17 | 0 | 0 | 0.32713 | 0.31077 | 0 | 0 | 5.143 | 3.5629 | 0 | 0.32713 | -0.32713 | 12.825 | 55.7163 | 0 | 1.5835 | 1.5835 | 0.18865 | 1.5835 | 0 | 0.34185 | 0 | 0 | 3.5629
2025-04-21 05:00 | 0.052358 | 2.2143 | -101.8271 | 94.2675 | 0.0037488 | 0.011922 | 0.35718 | 0.35718 | 0.35718 | 3.3378 | 0 | 5.5511e-17 | 0 | 0.011922 | 0.37598 | 0.35718 | 0 | 0 | 5.143 | 3.2357 | 0 | 0.36406 | -0.36406 | 12.418 | 53.9481 | 0 | 1.8199 | 1.8199 | 0.21682 | 1.8199 | 0 | 0.3929 | 0.0095376 | 0 | 3.2476
2025-04-21 06:00 | 0.20641 | 14.8565 | -94.2029 | 79.557 | 0.16346 | 0.51982 | 0.44058 | 0.44058 | 0.44058 | 117.9841 | 0 | 0 | 0 | 0.51982 | 0.46377 | 0.44058 | 0 | 0 | 5.143 | 2.8717 | 0.056046 | 0 | 0.056046 | 12.4681 | 54.1658 | 0 | 2.2449 | 2.2449 | 0.26745 | 2.2449 | 0 | 0.48464 | 0.41585 | 0 | 3.3915
2025-04-21 07:00 | 0.29321 | 27.6222 | -86.3338 | 64.8762 | 0.2766 | 0.87965 | 0.48748 | 0.48748 | 0.48748 | 180.4497 | 0 | 0 | 0 | 0.87965 | 0.51313 | 0.48748 | 0 | 0 | 5.143 | 2.9165 | 0.36652 | 0 | 0.36652 | 12.7959 | 55.59 | 0 | 2.4838 | 2.4838 | 0.29591 | 2.4838 | 0 | 0.53622 | 0.70372 | 0 | 3.7962
2025-04-21 08:00 | 0.428 | 40.2584 | -77.2063 | 50.2858 | 0.41685 | 1.3257 | 0.26142 | 0.26142 | 0.26142 | 507.1035 | 0 | 0 | 0 | 1.3257 | 0.27518 | 0.26142 | 0 | 0 | 5.143 | 3.2097 | 1.0505 | 0 | 1.0505 | 13.7355 | 59.6719 | 0 | 1.332 | 1.332 | 0.15869 | 1.332 | 0 | 0.28756 | 1.0605 | 0 | 4.5354
2025-04-21 09:00 | 0.90667 | 52.3488 | -64.9638 | 35.9239 | 0.93734 | 2.9809 | 0.19031 | 0.19031 | 0.19031 | 1566.313 | 0 | 0 | 0 | 2.9809 | 0.20033 | 0.19031 | 0 | 0 | 4.9163 | 4.0501 | 2.7806 | 0 | 2.7806 | 16.2225 | 70.4764 | 0 | 0.9697 | 0.9697 | 0.11553 | 0.9697 | 0 | 0.20934 | 2.3847 | 0 | 7.031
2025-04-21 10:00 | 0.96842 | 62.9044 | -45.5248 | 22.2638 | 1.0161 | 3.2313 | 0.43618 | 0.43618 | 0.43618 | 740.8069 | 0 | 0 | 0 | 3.2313 | 0.45914 | 0.43618 | 0 | 0 | 3.0632 | 6.0061 | 2.7721 | 0 | 2.7721 | 18.702 | 81.2481 | 0 | 2.2225 | 2.2225 | 0.26478 | 2.2225 | 0 | 0.4798 | 2.585 | 0 | 9.2374
2025-04-21 11:00 | 0.76214 | 69.2338 | -12.1142 | 12.0314 | 0.7858 | 2.499 | 0.39117 | 0.39117 | 0.39117 | 638.8387 | 0.60759 | 0 | 0 | 2.499 | 0.41176 | 0.39117 | 0 | 0 | 1.4796 | 6.0061 | 1.4796 | 0 | 1.4796 | 20.0254 | 86.9974 | 0 | 1.9931 | 1.9931 | 0.23746 | 1.9931 | 0 | 0.43029 | 1.9992 | 0 | 8.5051
2025-04-21 12:00 | 0.84915 | 67.3765 | 28.1131 | 15.428 | 0.88741 | 2.8221 | 0.71259 | 0.71259 | 0.71259 | 396.0324 | 1.1343 | 0 | 0 | 2.8221 | 0.7501 | 0.71259 | 0 | 0 | 0.93769 | 6.0061 | 0.93769 | 0 | 0.93769 | 20.8641 | 90.641 | 0 | 3.6309 | 3.6309 | 0.43257 | 3.6309 | 0 | 0.78385 | 2.2577 | 0 | 8.8283
2025-04-21 13:00 | 0.88219 | 58.7728 | 54.9819 | 27.8462 | 0.92021 | 2.9264 | 0.77259 | 0.77259 | 0.77259 | 378.7849 | 1.4383 | 0 | 0 | 2.9264 | 0.81325 | 0.77259 | 0 | 0 | 0.67493 | 6.0061 | 0.67493 | 0 | 0.67493 | 21.4678 | 93.2636 | 0 | 3.9366 | 3.9366 | 0.46899 | 3.9366 | 0 | 0.84984 | 2.3412 | 0 | 8.9326
2025-04-21 14:00 | 0.37634 | 47.38 | 70.6708 | 41.9108 | 0.36179 | 1.1505 | 0.93031 | 0.93031 | 0.93031 | 123.6736 | 0 | 0 | 0 | 1.1505 | 0.97927 | 0.93031 | 0 | 0 | 0.4858 | 6.0061 | 0.17127 | 0 | 0.17127 | 21.621 | 93.9291 | 0 | 4.7402 | 4.7402 | 0.56473 | 4.7402 | 0 | 1.0233 | 0.92044 | 0 | 7.1567
2025-04-21 15:00 | 0.52703 | 34.9882 | 81.2814 | 56.3958 | 0.51483 | 1.6373 | 1.2843 | 1.2561 | 1.2561 | 130.3473 | 0 | 0.02826 | 0.15669 | 1.6373 | 1.3222 | 1.2561 | 0 | 0 | 0.57537 | 6.0061 | 0.31507 | 0 | 0.31507 | 21.9028 | 95.1534 | 0 | 6.544 | 6.544 | 0.77963 | 6.544 | 0 | 1.4128 | 1.3098 | 0 | 7.6434
2025-04-21 16:00 | 0.33336 | 22.2612 | 89.7226 | 71.0344 | 0.29613 | 0.94174 | 0.67089 | 0.67089 | 0.67089 | 140.3718 | 0 | 0 | 0 | 0.94174 | 0.7062 | 0.67089 | 0 | 0 | 0.46336 | 6.0061 | 0.23554 | 0 | 0.23554 | 22.1135 | 96.0686 | 0 | 3.4184 | 3.4184 | 0.40726 | 3.4184 | 0 | 0.73798 | 0.75339 | 0 | 6.9479
2025-04-21 17:00 | 0.11202 | 9.5197 | 97.3888 | 85.7332 | 0.081725 | 0.2599 | 0.91714 | 0.91714 | 0.91714 | 28.338 | 0 | 0 | 0 | 0.2599 | 0.96541 | 0.91714 | 0 | 0 | 0.38315 | 6.0061 | 0 | 0.70551 | -0.70551 | 21.3247 | 92.6419 | 0 | 4.6731 | 4.6731 | 0.55674 | 4.6731 | 0 | 1.0089 | 0.20792 | 0 | 6.266
2025-04-21 18:00 | 0.0050812 | 0 | 105.1387 | 90 | 0 | 0 | 0.45982 | 0.45982 | 0.45982 | 0 | 0 | 0 | 0 | 0 | 0.48403 | 0.45982 | 0 | 0 | 1.0839 | 6.0061 | 0 | 0.48403 | -0.48403 | 20.7835 | 90.2909 | 0 | 2.3429 | 2.3429 | 0.27913 | 2.3429 | 0 | 0.50581 | 0 | 0 | 6.0061
2025-04-21 19:00 | 0 | 0 | 113.7082 | 90 | 0 | 0 | 0.72901 | 0.72901 | 0.72901 | 0 | 0 | 1.1102e-16 | 0 | 0 | 0.76738 | 0.72901 | 0 | 0 | 1.4389 | 6.0061 | 0 | 0.76738 | -0.76738 | 19.9256 | 86.5636 | 0 | 3.7145 | 3.7145 | 0.44253 | 3.7145 | 0 | 0.80191 | 0 | 0 | 6.0061
2025-04-21 20:00 | 0 | 0 | 123.9292 | 90 | 0 | 0 | 0.78154 | 0.78154 | 0.78154 | 0 | 0 | 1.1102e-16 | 0 | 0 | 0.82268 | 0.78154 | 0 | 0 | 2.0178 | 6.0061 | 0 | 0.82268 | -0.82268 | 19.0058 | 82.5678 | 0 | 3.9822 | 3.9822 | 0.47442 | 3.9822 | 0 | 0.8597 | 0 | 0 | 6.0061
2025-04-21 21:00 | 0 | 0 | 136.8374 | 90 | 0 | 0 | 0.84252 | 0.84252 | 0.84252 | 0 | 0 | 1.1102e-16 | 0 | 0 | 0.88687 | 0.84252 | 0 | 0 | 2.5894 | 6.0061 | 0 | 0.88687 | -0.88687 | 18.0142 | 78.2602 | 0 | 4.2929 | 4.2929 | 0.51144 | 4.2929 | 0 | 0.92677 | 0 | 0 | 6.0061
2025-04-21 22:00 | 0 | 0 | 153.4607 | 90 | 0 | 0 | 0.55397 | 0.55397 | 0.55397 | 0 | 0 | 1.1102e-16 | 0 | 0 | 0.58313 | 0.55397 | 0 | 0 | 3.1851 | 6.0061 | 0 | 0.58313 | -0.58313 | 17.3623 | 75.4278 | 0 | 2.8227 | 2.8227 | 0.33628 | 2.8227 | 0 | 0.60937 | 0 | 0 | 6.0061
2025-04-21 23:00 | 0 | 0 | 173.7399 | 90 | 0 | 0 | 0.40583 | 0.40583 | 0.40583 | 0 | 0 | 5.5511e-17 | 0 | 0 | 0.42719 | 0.40583 | 0 | 0 | 3.4839 | 6.0061 | 0 | 0.42719 | -0.42719 | 16.8847 | 73.3529 | 0 | 2.0678 | 2.0678 | 0.24635 | 2.0678 | 0 | 0.44641 | 0 | 0 | 6.0061
2025-04-22 | 0 | 0 | -164.9187 | 90 | 0 | 0 | 0.5188 | 0.5188 | 0.5188 | 0 | 0 | 0 | 0 | 0 | 0.5461 | 0.5188 | 0 | 0 | 3.6789 | 6.0061 | 0 | 0.5461 | -0.5461 | 16.2741 | 70.7004 | 0 | 2.6434 | 2.6434 | 0.31493 | 2.6434 | 0 | 0.57068 | 0 | 0 | 6.0061
2025-04-22 01:00 | 0 | 0 | -146.1472 | 90 | 0 | 0 | 0.48734 | 0.48734 | 0.48734 | 0 | 0 | 1.1102e-16 | 0 | 0 | 0.51299 | 0.48734 | 0 | 0 | 4.0205 | 6.0061 | 0 | 0.51299 | -0.51299 | 15.7006 | 68.2088 | 0 | 2.4831 | 2.4831 | 0.29583 | 2.4831 | 0 | 0.53607 | 0 | 0 | 6.0061
2025-04-22 02:00 | 0 | 0 | -131.2393 | 90 | 0 | 0 | 0.45033 | 0.45033 | 0.45033 | 0 | 0 | 5.5511e-17 | 0 | 0 | 0.47404 | 0.45033 | 0 | 0 | 4.3315 | 5.8077 | 0 | 0.47404 | -0.47404 | 15.1706 | 65.9063 | 0 | 2.2946 | 2.2946 | 0.27337 | 2.2946 | 0 | 0.49537 | 0 | 0 | 5.8077
2025-04-22 03:00 | 0 | 0 | -119.6222 | 90 | 0 | 0 | 0.61605 | 0.61605 | 0.61605 | 0 | 0 | 1.1102e-16 | 0 | 0 | 0.64848 | 0.61605 | 0 | 0 | 4.6123 | 5.3337 | 0 | 0.64848 | -0.64848 | 14.4456 | 62.7566 | 0 | 3.139 | 3.139 | 0.37397 | 3.139 | 0 | 0.67766 | 0 | 0 | 5.3337
2025-04-22 04:00 | 0 | 0 | -110.2204 | 90 | 0 | 0 | 0.53789 | 0.53789 | 0.53789 | 0 | 0 | 1.1102e-16 | 0 | 0 | 0.5662 | 0.53789 | 0 | 0 | 5.0576 | 4.6852 | 0 | 0.5662 | -0.5662 | 13.8125 | 60.0065 | 0 | 2.7407 | 2.7407 | 0.32652 | 2.7407 | 0 | 0.59168 | 0 | 0 | 4.6852
2025-04-22 05:00 | 0.038371 | 2.4471 | -102.0981 | 94.207 | 0.016698 | 0.053103 | 0.56574 | 0.56574 | 0.56574 | 9.3866 | 0 | 0 | 0 | 0.053103 | 0.59551 | 0.56574 | 0 | 0 | 5.143 | 4.119 | 0 | 0.54241 | -0.54241 | 13.2061 | 57.3719 | 0 | 2.8826 | 2.8826 | 0.34342 | 2.8826 | 0 | 0.62231 | 0.042483 | 0 | 4.1721
2025-04-22 06:00 | 0.096676 | 15.0805 | -94.4907 | 79.515 | 0.090266 | 0.28706 | 0.50602 | 0.50602 | 0.50602 | 56.7286 | 0 | 0 | 0 | 0.28706 | 0.53266 | 0.50602 | 0 | 0 | 5.143 | 3.5766 | 0 | 0.2456 | -0.2456 | 12.9315 | 56.179 | 0 | 2.5783 | 2.5783 | 0.30717 | 2.5783 | 0 | 0.55663 | 0.22965 | 0 | 3.8636
2025-04-22 07:00 | 0.14904 | 27.8457 | -86.6483 | 64.8546 | 0.14056 | 0.44699 | 0.50355 | 0.50355 | 0.50355 | 88.7683 | 0 | 0 | 0 | 0.44699 | 0.53005 | 0.50355 | 0 | 0 | 5.143 | 3.331 | 0 | 0.08306 | -0.08306 | 12.8386 | 55.7756 | 0 | 2.5657 | 2.5657 | 0.30567 | 2.5657 | 0 | 0.5539 | 0.35759 | 0 | 3.778
2025-04-22 08:00 | 0.1587 | 40.4922 | -77.5605 | 50.2905 | 0.14985 | 0.47653 | 0.30285 | 0.30285 | 0.30285 | 157.3524 | 0 | 0 | 0 | 0.47653 | 0.31878 | 0.30285 | 0 | 0 | 5.143 | 3.2479 | 0.15775 | 0 | 0.15775 | 12.9797 | 56.3886 | 0 | 1.5431 | 1.5431 | 0.18384 | 1.5431 | 0 | 0.33313 | 0.38123 | 0 | 3.7245
2025-04-22 09:00 | 0.55856 | 52.6092 | -65.3647 | 35.9689 | 0.55514 | 1.7655 | 0.52656 | 0.52656 | 0.52656 | 335.2798 | 0 | 0 | 0 | 1.7655 | 0.55428 | 0.52656 | 0 | 0 | 5.143 | 3.3741 | 1.2112 | 0 | 1.2112 | 14.0631 | 61.0949 | 0 | 2.683 | 2.683 | 0.31964 | 2.683 | 0 | 0.57922 | 1.4124 | 0 | 5.1396
2025-04-22 10:00 | 0.8594 | 63.2149 | -45.9136 | 22.3889 | 0.89492 | 2.846 | 0.49275 | 0.49275 | 0.49275 | 577.5744 | 0 | 0 | 0 | 2.846 | 0.51868 | 0.49275 | 0 | 0 | 4.7255 | 4.3431 | 2.3273 | 0 | 2.3273 | 16.1447 | 70.1381 | 0 | 2.5107 | 2.5107 | 0.29912 | 2.5107 | 0 | 0.54202 | 2.2768 | 0 | 7.1891
2025-04-22 11:00 | 0.75089 | 69.5906 | -12.1429 | 12.3412 | 0.7704 | 2.45 | 0.5039 | 0.5039 | 0.5039 | 486.2064 | 0 | 0 | 0 | 2.45 | 0.53043 | 0.5039 | 0 | 0 | 3.2024 | 6.0061 | 1.9196 | 0 | 1.9196 | 17.8616 | 77.5971 | 0 | 2.5675 | 2.5675 | 0.30589 | 2.5675 | 0 | 0.55429 | 1.96 | 0 | 8.4562
2025-04-22 12:00 | 0.57504 | 67.675 | 28.6257 | 15.7214 | 0.56789 | 1.806 | 1.0552 | 1.0552 | 1.0552 | 171.1493 | 0 | 0 | 0 | 1.806 | 1.1108 | 1.0552 | 0 | 0 | 2.1766 | 6.0061 | 0.69524 | 0 | 0.69524 | 18.4835 | 80.2986 | 0 | 5.3767 | 5.3767 | 0.64056 | 5.3767 | 0 | 1.1607 | 1.4448 | 0 | 7.8122
2025-04-22 13:00 | 0.6577 | 58.9803 | 55.5439 | 28.0315 | 0.66538 | 2.116 | 1.2155 | 1.2155 | 1.2155 | 174.0872 | 0 | 0 | 0.080977 | 2.116 | 1.2795 | 1.2155 | 0 | 0 | 2.0687 | 6.0061 | 0.83655 | 0 | 0.83655 | 19.2317 | 83.5492 | 0 | 6.1933 | 6.1933 | 0.73785 | 6.1933 | 0 | 1.337 | 1.6928 | 0 | 8.1222
2025-04-22 14:00 | 0.55957 | 47.536 | 71.1458 | 42.0437 | 0.55716 | 1.7719 | 1.0338 | 1.0338 | 1.0338 | 171.4016 | 0 | 0 | 0 | 1.7719 | 1.0882 | 1.0338 | 0 | 0 | 1.7253 | 6.0061 | 0.68371 | 0 | 0.68371 | 19.8432 | 86.2059 | 0 | 5.2673 | 5.2673 | 0.62753 | 5.2673 | 0 | 1.1371 | 1.4175 | 0 | 7.778
2025-04-22 15:00 | 0.35239 | 35.1211 | 81.6862 | 56.4978 | 0.33773 | 1.074 | 0.78507 | 0.78507 | 0.78507 | 136.8088 | 0 | 0 | 0 | 1.074 | 0.82638 | 0.78507 | 0 | 0 | 1.4503 | 6.0061 | 0.24765 | 0 | 0.24765 | 20.0647 | 87.1682 | 0 | 4.0001 | 4.0001 | 0.47656 | 4.0001 | 0 | 0.86357 | 0.85923 | 0 | 7.0802
2025-04-22 16:00 | 0.29331 | 22.3878 | 90.0835 | 71.1139 | 0.26313 | 0.83681 | 0.60691 | 0.60691 | 0.60691 | 137.8808 | 0 | 0 | 0 | 0.83681 | 0.63885 | 0.60691 | 0 | 0 | 1.4514 | 6.0061 | 0.19796 | 0 | 0.19796 | 20.2418 | 87.9374 | 0 | 3.0924 | 3.0924 | 0.36842 | 3.0924 | 0 | 0.6676 | 0.66945 | 0 | 6.843
2025-04-22 17:00 | 0.11971 | 9.6513 | 97.7253 | 85.7937 | 0.082361 | 0.26192 | 0.98698 | 0.98698 | 0.98698 | 26.5376 | 0 | 0 | 0 | 0.26192 | 1.0389 | 0.98698 | 0 | 0 | 1.4181 | 6.0061 | 0 | 0.77701 | -0.77701 | 19.3731 | 84.1634 | 0 | 5.029 | 5.029 | 0.59913 | 5.029 | 0 | 1.0857 | 0.20954 | 0 | 6.2681
2025-04-22 18:00 | 0.006443 | 0 | 105.4648 | 90 | 0 | 0 | 1.0216 | 1.0216 | 1.0216 | 0 | 0 | 2.2204e-16 | 0 | 0 | 1.0754 | 1.0216 | 0 | 0 | 2.1871 | 6.0061 | 0 | 1.0754 | -1.0754 | 18.1707 | 78.9399 | 0 | 5.2056 | 5.2056 | 0.62017 | 5.2056 | 0 | 1.1238 | 0 | 0 | 6.0061
2025-04-22 19:00 | 0 | 0 | 114.033 | 90 | 0 | 0 | 0.9993 | 0.9993 | 0.9993 | 0 | 0 | 1.1102e-16 | 0 | 0 | 1.0519 | 0.9993 | 0 | 0 | 3.0632 | 6.0061 | 0 | 1.0519 | -1.0519 | 16.9947 | 73.8307 | 0 | 5.0917 | 5.0917 | 0.60661 | 5.0917 | 0 | 1.0992 | 0 | 0 | 6.0061
2025-04-22 20:00 | 0 | 0 | 124.2546 | 90 | 0 | 0 | 0.83515 | 0.83515 | 0.83515 | 0 | 0 | 1.1102e-16 | 0 | 0 | 0.87911 | 0.83515 | 0 | 0 | 3.802 | 6.0061 | 0 | 0.87911 | -0.87911 | 16.0118 | 69.5608 | 0 | 4.2554 | 4.2554 | 0.50697 | 4.2554 | 0 | 0.91867 | 0 | 0 | 6.0061
2025-04-22 21:00 | 0 | 0 | 137.1502 | 90 | 0 | 0 | 1.1607 | 1.1607 | 1.1607 | 0 | 0 | 0 | 0.020704 | 0 | 1.2218 | 1.1607 | 0 | 0 | 4.3386 | 6.0061 | 0 | 1.2218 | -1.2218 | 14.6458 | 63.6264 | 0 | 5.9141 | 5.9141 | 0.70459 | 5.9141 | 0 | 1.2768 | 0 | 0 | 6.0061
2025-04-22 22:00 | 0 | 0 | 153.7175 | 90 | 0 | 0 | 0.98965 | 0.98965 | 0.98965 | 0 | 0 | 0 | 0 | 0 | 1.0417 | 0.98965 | 0 | 0 | 5.143 | 4.8643 | 0 | 1.0417 | -1.0417 | 13.4811 | 58.5665 | 0 | 5.0426 | 5.0426 | 0.60075 | 5.0426 | 0 | 1.0886 | 0 | 0 | 4.8643
2025-04-22 23:00 | 0 | 0 | 173.8685 | 90 | 0 | 0 | 0.91823 | 0.91823 | 0.91823 | 0 | 0 | 1.1102e-16 | 0 | 0 | 0.96656 | 0.91823 | 0 | 0 | 5.143 | 3.8225 | 0 | 0.96656 | -0.96656 | 12.4004 | 53.8718 | 0 | 4.6787 | 4.6787 | 0.5574 | 4.6787 | 0 | 1.0101 | 0 | 0 | 3.8225
2025-04-23 | 0 | 0 | -164.9574 | 90 | 0 | 0 | 0.40748 | 0.40748 | 0.40748 | 0 | 0 | 0 | 0 | 0 | 0.42892 | 0.40748 | 0 | 0 | 5.143 | 2.856 | 0 | 0.42892 | -0.42892 | 11.9209 | 51.7885 | 0 | 2.0762 | 2.0762 | 0.24735 | 2.0762 | 0 | 0.44823 | 0 | 0 | 2.856
2025-04-23 01:00 | 0 | 0 | -146.3072 | 90 | 0 | 0 | 0.29508 | 0.29508 | 0.29508 | 0 | 0 | 0 | 0 | 0 | 0.31061 | 0.29508 | 0 | 0 | 5.143 | 2.427 | 0 | 0.31061 | -0.31061 | 11.5736 | 50.2798 | 0 | 1.5035 | 1.5035 | 0.17913 | 1.5035 | 0 | 0.32459 | 0 | 0 | 2.427
2025-04-23 02:00 | 0 | 0 | -131.46 | 90 | 0 | 0 | 0.47648 | 0.47648 | 0.47648 | 0 | 0 | 5.5511e-17 | 0 | 0 | 0.50155 | 0.47648 | 0 | 0 | 5.143 | 2.1164 | 0 | 0.50155 | -0.50155 | 11.0129 | 47.8437 | 0 | 2.4278 | 2.4278 | 0.28924 | 2.4278 | 0 | 0.52412 | 0 | 0 | 2.1164
2025-04-23 03:00 | 0 | 0 | -119.8679 | 90 | 0 | 0 | 0.37381 | 0.37381 | 0.37381 | 0 | 0 | 5.5511e-17 | 0 | 0 | 0.39348 | 0.37381 | 0 | 0 | 5.143 | 1.6149 | 0 | 0.39348 | -0.39348 | 10.5729 | 45.9325 | 0 | 1.9047 | 1.9047 | 0.22691 | 1.9047 | 0 | 0.41119 | 0 | 0 | 1.6149
2025-04-23 04:00 | 0 | 0 | -110.4782 | 90 | 0 | 0 | 0.43253 | 0.43253 | 0.43253 | 0 | 0 | 5.5511e-17 | 0 | 0 | 0.45529 | 0.43253 | 0 | 0 | 5.143 | 1.2214 | 0 | 0.45529 | -0.45529 | 10.0639 | 43.7211 | 0 | 2.2039 | 2.2039 | 0.26256 | 2.2039 | 0 | 0.47578 | 0 | 0 | 1.2214
2025-04-23 05:00 | 0.041031 | 2.6762 | -102.3673 | 94.1485 | 0.016984 | 0.05401 | 0.45002 | 0.45002 | 0.45002 | 12.0019 | 0 | 5.5511e-17 | 0 | 0.05401 | 0.4737 | 0.45002 | 0 | 0 | 5.143 | 0.76611 | 0 | 0.41969 | -0.41969 | 9.5947 | 41.6826 | 0 | 2.293 | 2.293 | 0.27318 | 2.293 | 0 | 0.49502 | 0.043208 | 0 | 0.82012
2025-04-23 06:00 | 0.14074 | 15.3007 | -94.7771 | 79.4752 | 0.12651 | 0.40233 | 0.34257 | 0.34257 | 0.34257 | 117.4445 | 0 | 0 | 0 | 0.40233 | 0.3606 | 0.34257 | 0 | 0 | 5.143 | 0.34642 | 0.04173 | 0 | 0.04173 | 9.632 | 41.8448 | 0 | 1.7455 | 1.7455 | 0.20795 | 1.7455 | 0 | 0.37683 | 0.32187 | 0 | 0.74875
2025-04-23 07:00 | 0.29038 | 28.065 | -86.9619 | 64.8358 | 0.27282 | 0.86762 | 0.42547 | 0.42547 | 0.42547 | 203.9219 | 0 | 0 | 0 | 0.86762 | 0.44786 | 0.42547 | 0 | 0 | 5.143 | 0.3798 | 0.41976 | 0 | 0.41976 | 10.0074 | 43.4758 | 0 | 2.1679 | 2.1679 | 0.25827 | 2.1679 | 0 | 0.46801 | 0.6941 | 0 | 1.2474
2025-04-23 08:00 | 0.66954 | 40.7214 | -77.9147 | 50.2984 | 0.66397 | 2.1115 | 0.43111 | 0.43111 | 0.43111 | 489.7862 | 0 | 0 | 0 | 2.1115 | 0.4538 | 0.43111 | 0 | 0 | 5.143 | 0.71561 | 1.6577 | 0 | 1.6577 | 11.4902 | 49.9173 | 0 | 2.1967 | 2.1967 | 0.2617 | 2.1967 | 0 | 0.47422 | 1.6892 | 0 | 2.8271
2025-04-23 09:00 | 0.84143 | 52.8646 | -65.768 | 36.018 | 0.86274 | 2.7437 | 0.4589 | 0.4589 | 0.4589 | 597.8822 | 0 | 0 | 0 | 2.7437 | 0.48305 | 0.4589 | 0 | 0 | 5.143 | 2.0418 | 2.2606 | 0 | 2.2606 | 13.5121 | 58.7014 | 0 | 2.3382 | 2.3382 | 0.27857 | 2.3382 | 0 | 0.50479 | 2.1949 | 0 | 4.7855
2025-04-23 10:00 | 0.93885 | 63.5204 | -46.3096 | 22.5188 | 0.97797 | 3.1101 | 0.44107 | 0.44107 | 0.44107 | 705.1234 | 0 | 0 | 0 | 3.1101 | 0.46429 | 0.44107 | 0 | 0 | 4.6273 | 3.8503 | 2.6458 | 0 | 2.6458 | 15.8786 | 68.9822 | 0 | 2.2474 | 2.2474 | 0.26775 | 2.2474 | 0 | 0.48518 | 2.4881 | 0 | 6.9604
2025-04-23 11:00 | 0.77718 | 69.9438 | -12.1766 | 12.6509 | 0.79894 | 2.5408 | 0.36072 | 0.36072 | 0.36072 | 704.3617 | 0 | 0 | 0 | 2.5408 | 0.37971 | 0.36072 | 0 | 0 | 3.1035 | 5.9669 | 2.1611 | 0 | 2.1611 | 17.8115 | 77.3795 | 0 | 1.838 | 1.838 | 0.21897 | 1.838 | 0 | 0.39679 | 2.0326 | 0 | 8.5077
2025-04-23 12:00 | 0.96577 | 67.9696 | 29.1425 | 16.0134 | 1.0103 | 3.2129 | 0.79858 | 0.79858 | 0.79858 | 402.3316 | 0.32886 | 0 | 0 | 3.2129 | 0.84061 | 0.79858 | 0 | 0 | 2.0435 | 6.0061 | 2.0435 | 0 | 2.0435 | 19.6393 | 85.3198 | 0 | 4.069 | 4.069 | 0.48477 | 4.069 | 0 | 0.87844 | 2.5703 | 0 | 9.2191
2025-04-23 13:00 | 0.87238 | 59.1845 | 56.1052 | 28.2165 | 0.90305 | 2.8719 | 0.68061 | 0.68061 | 0.68061 | 421.9574 | 1.0968 | 0 | 0 | 2.8719 | 0.71643 | 0.68061 | 0 | 0 | 1.0587 | 6.0061 | 1.0587 | 0 | 1.0587 | 20.5862 | 89.4335 | 0 | 3.4679 | 3.4679 | 0.41315 | 3.4679 | 0 | 0.74867 | 2.2975 | 0 | 8.878
2025-04-23 14:00 | 0.75626 | 47.6898 | 71.6177 | 42.1759 | 0.76615 | 2.4365 | 0.65414 | 0.65414 | 0.65414 | 372.4716 | 0.9859 | 0 | 0 | 2.4365 | 0.68856 | 0.65414 | 0 | 0 | 0.76201 | 6.0061 | 0.76201 | 0 | 0.76201 | 21.2677 | 92.3945 | 0 | 3.333 | 3.333 | 0.39708 | 3.333 | 0 | 0.71955 | 1.9492 | 0 | 8.4426
2025-04-23 15:00 | 0.47548 | 35.2528 | 82.0874 | 56.5986 | 0.45889 | 1.4594 | 0.83009 | 0.83009 | 0.83009 | 175.8068 | 0.037099 | 0 | 0 | 1.4594 | 0.87378 | 0.83009 | 0 | 0 | 0.54848 | 6.0061 | 0.54848 | 0 | 0.54848 | 21.7583 | 94.5257 | 0 | 4.2296 | 4.2296 | 0.5039 | 4.2296 | 0 | 0.9131 | 1.1675 | 0 | 7.4655
2025-04-23 16:00 | 0.28214 | 22.5137 | 90.4407 | 71.1918 | 0.25332 | 0.80561 | 0.83763 | 0.83763 | 0.83763 | 96.1774 | 0 | 1.1102e-16 | 0 | 0.80561 | 0.88171 | 0.83763 | 0 | 0 | 0.39478 | 6.0061 | 0 | 0.076104 | -0.076104 | 21.6732 | 94.156 | 0 | 4.268 | 4.268 | 0.50847 | 4.268 | 0 | 0.92139 | 0.64449 | 0 | 6.8118
2025-04-23 17:00 | 0.15593 | 9.7827 | 98.0581 | 85.8523 | 0.080055 | 0.25459 | 0.82733 | 0.82733 | 0.82733 | 30.7724 | 0 | 0 | 0 | 0.25459 | 0.87088 | 0.82733 | 0 | 0 | 0.63571 | 6.0061 | 0 | 0.61629 | -0.61629 | 20.9842 | 91.1627 | 0 | 4.2155 | 4.2155 | 0.50222 | 4.2155 | 0 | 0.91007 | 0.20367 | 0 | 6.2607
2025-04-23 18:00 | 0.0074749 | 0 | 105.7869 | 90 | 0 | 0 | 0.62335 | 0.62335 | 0.62335 | 0 | 0 | 0 | 0 | 0 | 0.65616 | 0.62335 | 0 | 0 | 1.2523 | 6.0061 | 0 | 0.65616 | -0.65616 | 20.2506 | 87.9756 | 0 | 3.1762 | 3.1762 | 0.3784 | 3.1762 | 0 | 0.68568 | 0 | 0 | 6.0061
2025-04-23 19:00 | 0 | 0 | 114.3532 | 90 | 0 | 0 | 0.80713 | 0.80713 | 0.80713 | 0 | 0 | 0 | 0 | 0 | 0.84961 | 0.80713 | 0 | 0 | 1.7736 | 6.0061 | 0 | 0.84961 | -0.84961 | 19.3007 | 83.849 | 0 | 4.1126 | 4.1126 | 0.48996 | 4.1126 | 0 | 0.88784 | 0 | 0 | 6.0061
2025-04-23 20:00 | 0 | 0 | 124.5746 | 90 | 0 | 0 | 0.66263 | 0.66263 | 0.66263 | 0 | 0 | 1.1102e-16 | 0 | 0 | 0.6975 | 0.66263 | 0 | 0 | 2.4049 | 6.0061 | 0 | 0.6975 | -0.6975 | 18.5208 | 80.4611 | 0 | 3.3763 | 3.3763 | 0.40224 | 3.3763 | 0 | 0.72889 | 0 | 0 | 6.0061
2025-04-23 21:00 | 0 | 0 | 137.4566 | 90 | 0 | 0 | 0.70185 | 0.70185 | 0.70185 | 0 | 0 | 1.1102e-16 | 0 | 0 | 0.73879 | 0.70185 | 0 | 0 | 2.8422 | 6.0061 | 0 | 0.73879 | -0.73879 | 17.6948 | 76.8726 | 0 | 3.5762 | 3.5762 | 0.42605 | 3.5762 | 0 | 0.77204 | 0 | 0 | 6.0061
2025-04-23 22:00 | 0 | 0 | 153.9674 | 90 | 0 | 0 | 0.94134 | 0.94134 | 0.94134 | 0 | 0 | 1.1102e-16 | 0 | 0 | 0.99089 | 0.94134 | 0 | 0 | 3.3148 | 6.0061 | 0 | 0.99089 | -0.99089 | 16.587 | 72.0598 | 0 | 4.7964 | 4.7964 | 0.57143 | 4.7964 | 0 | 1.0355 | 0 | 0 | 6.0061
2025-04-23 23:00 | 0 | 0 | 173.9921 | 90 | 0 | 0 | 0.74208 | 0.74208 | 0.74208 | 0 | 0 | 1.1102e-16 | 0 | 0 | 0.78113 | 0.74208 | 0 | 0 | 4.0064 | 6.0061 | 0 | 0.78113 | -0.78113 | 15.7137 | 68.2657 | 0 | 3.7811 | 3.7811 | 0.45047 | 3.7811 | 0 | 0.81629 | 0 | 0 | 6.0061
2025-04-24 | 0 | 0 | -164.9972 | 90 | 0 | 0 | 0.49541 | 0.49541 | 0.49541 | 0 | 0 | 1.1102e-16 | 0 | 0 | 0.52148 | 0.49541 | 0 | 0 | 4.4678 | 5.8194 | 0 | 0.52148 | -0.52148 | 15.1306 | 65.7328 | 0 | 2.5242 | 2.5242 | 0.30073 | 2.5242 | 0 | 0.54495 | 0 | 0 | 5.8194
2025-04-24 01:00 | 0 | 0 | -146.4657 | 90 | 0 | 0 | 0.37083 | 0.37083 | 0.37083 | 0 | 0 | 5.5511e-17 | 0 | 0 | 0.39035 | 0.37083 | 0 | 0 | 4.7103 | 5.2979 | 0 | 0.39035 | -0.39035 | 14.6942 | 63.8368 | 0 | 1.8895 | 1.8895 | 0.22511 | 1.8895 | 0 | 0.40791 | 0 | 0 | 5.2979
2025-04-24 02:00 | 0 | 0 | -131.6784 | 90 | 0 | 0 | 0.34415 | 0.34415 | 0.34415 | 0 | 0 | 5.5511e-17 | 0 | 0 | 0.36226 | 0.34415 | 0 | 0 | 4.8815 | 4.9076 | 0 | 0.36226 | -0.36226 | 14.2892 | 62.0773 | 0 | 1.7535 | 1.7535 | 0.20891 | 1.7535 | 0 | 0.37856 | 0 | 0 | 4.9076
2025-04-24 03:00 | 0 | 0 | -120.1113 | 90 | 0 | 0 | 0.64151 | 0.64151 | 0.64151 | 0 | 0 | 0 | 0 | 0 | 0.67527 | 0.64151 | 0 | 0 | 5.0678 | 4.5453 | 0 | 0.67527 | -0.67527 | 13.5342 | 58.7974 | 0 | 3.2687 | 3.2687 | 0.38942 | 3.2687 | 0 | 0.70566 | 0 | 0 | 4.5453
2025-04-24 04:00 | 0 | 0 | -110.7339 | 90 | 0 | 0 | 0.47532 | 0.47532 | 0.47532 | 0 | 0 | 0 | 0 | 0 | 0.50033 | 0.47532 | 0 | 0 | 5.143 | 3.8701 | 0 | 0.50033 | -0.50033 | 12.9748 | 56.3672 | 0 | 2.4219 | 2.4219 | 0.28853 | 2.4219 | 0 | 0.52285 | 0 | 0 | 3.8701
2025-04-24 05:00 | 0.057192 | 2.9017 | -102.6347 | 94.0919 | 0.0056691 | 0.018029 | 0.598 | 0.598 | 0.598 | 3.0148 | 0 | 1.1102e-16 | 0 | 0.018029 | 0.62947 | 0.598 | 0 | 0 | 5.143 | 3.3697 | 0 | 0.61144 | -0.61144 | 12.2912 | 53.3974 | 0 | 3.047 | 3.047 | 0.36301 | 3.047 | 0 | 0.6578 | 0.014423 | 0 | 3.3878
2025-04-24 06:00 | 0.28172 | 15.5169 | -95.0619 | 79.4378 | 0.20142 | 0.64055 | 0.52581 | 0.52581 | 0.52581 | 121.823 | 0 | 0 | 0 | 0.64055 | 0.55348 | 0.52581 | 0 | 0 | 5.143 | 2.7583 | 0.087073 | 0 | 0.087073 | 12.3691 | 53.7357 | 0 | 2.6791 | 2.6791 | 0.31918 | 2.6791 | 0 | 0.57839 | 0.51244 | 0 | 3.3988
2025-04-24 07:00 | 0.49276 | 28.2801 | -87.2745 | 64.8197 | 0.45118 | 1.4348 | 0.49296 | 0.49296 | 0.49296 | 291.0647 | 0 | 0 | 0 | 1.4348 | 0.5189 | 0.49296 | 0 | 0 | 5.143 | 2.8279 | 0.91592 | 0 | 0.91592 | 13.1883 | 57.2947 | 0 | 2.5118 | 2.5118 | 0.29924 | 2.5118 | 0 | 0.54225 | 1.1479 | 0 | 4.2628
2025-04-24 08:00 | 0.70545 | 40.9459 | -78.2687 | 50.3095 | 0.69673 | 2.2157 | 0.48855 | 0.48855 | 0.48855 | 453.5292 | 0 | 0 | 0 | 2.2157 | 0.51427 | 0.48855 | 0 | 0 | 5.143 | 3.5607 | 1.7015 | 0 | 1.7015 | 14.7102 | 63.9061 | 0 | 2.4893 | 2.4893 | 0.29657 | 2.4893 | 0 | 0.53741 | 1.7726 | 0 | 5.7764
2025-04-24 09:00 | 0.83375 | 53.1149 | -66.1734 | 36.0709 | 0.85157 | 2.7081 | 0.43507 | 0.43507 | 0.43507 | 622.46 | 0 | 0 | 0 | 2.7081 | 0.45797 | 0.43507 | 0 | 0 | 4.1846 | 4.9219 | 2.2502 | 0 | 2.2502 | 16.7228 | 72.6496 | 0 | 2.2168 | 2.2168 | 0.2641 | 2.2168 | 0 | 0.47858 | 2.1665 | 0 | 7.63
2025-04-24 10:00 | 0.97668 | 63.8208 | -46.7128 | 22.6531 | 1.0144 | 3.226 | 0.50043 | 0.50043 | 0.50043 | 644.6409 | 0 | 0 | 0 | 3.226 | 0.52677 | 0.50043 | 0 | 0 | 2.8185 | 6.0061 | 2.6992 | 0 | 2.6992 | 19.137 | 83.1379 | 0 | 2.5498 | 2.5498 | 0.30378 | 2.5498 | 0 | 0.55047 | 2.5808 | 0 | 9.2321
2025-04-24 11:00 | 0.99935 | 70.2931 | -12.2156 | 12.9601 | 1.0442 | 3.3206 | 0.3437 | 0.3437 | 0.3437 | 966.1181 | 1.6906 | 0 | 0 | 3.3206 | 0.36179 | 0.3437 | 0 | 0 | 1.2682 | 6.0061 | 1.2682 | 0 | 1.2682 | 20.2713 | 88.0657 | 0 | 1.7513 | 1.7513 | 0.20864 | 1.7513 | 0 | 0.37807 | 2.6565 | 0 | 9.3267
2025-04-24 12:00 | 0.94702 | 68.2602 | 29.6635 | 16.3038 | 0.98687 | 3.1384 | 0.97477 | 0.97477 | 0.97477 | 321.9649 | 1.2517 | 0 | 0 | 3.1384 | 1.0261 | 0.97477 | 0 | 0 | 0.86065 | 6.0061 | 0.86065 | 0 | 0.86065 | 21.0411 | 91.4099 | 0 | 4.9667 | 4.9667 | 0.59172 | 4.9667 | 0 | 1.0722 | 2.5107 | 0 | 9.1446
2025-04-24 13:00 | 0.8409 | 59.3853 | 56.6653 | 28.4012 | 0.86605 | 2.7542 | 1.0339 | 1.0339 | 1.0339 | 266.382 | 1.0464 | 0 | 0 | 2.7542 | 1.0883 | 1.0339 | 0 | 0 | 0.61948 | 6.0061 | 0.61948 | 0 | 0.61948 | 21.5952 | 93.817 | 0 | 5.2682 | 5.2682 | 0.62763 | 5.2682 | 0 | 1.1373 | 2.2034 | 0 | 8.7603
2025-04-24 14:00 | 0.82772 | 47.8413 | 72.0862 | 42.3074 | 0.83577 | 2.6579 | 0.73016 | 0.73016 | 0.73016 | 364.0166 | 1.4434 | 0 | 0 | 2.6579 | 0.76859 | 0.73016 | 0 | 0 | 0.44589 | 6.0061 | 0.44589 | 0 | 0.44589 | 21.994 | 95.5496 | 0 | 3.7204 | 3.7204 | 0.44323 | 3.7204 | 0 | 0.80318 | 2.1263 | 0 | 8.6641
2025-04-24 15:00 | 0.66707 | 35.3831 | 82.4849 | 56.6981 | 0.64227 | 2.0425 | 0.81751 | 0.81751 | 0.81751 | 249.8455 | 0.86104 | 0 | 0 | 2.0425 | 0.86054 | 0.81751 | 0 | 0 | 0.32094 | 6.0061 | 0.32094 | 0 | 0.32094 | 22.2811 | 96.7967 | 0 | 4.1655 | 4.1655 | 0.49626 | 4.1655 | 0 | 0.89926 | 1.634 | 0 | 8.0487
2025-04-24 16:00 | 0.45709 | 22.6389 | 90.7941 | 71.2681 | 0.39031 | 1.2413 | 0.59427 | 0.59427 | 0.59427 | 208.8715 | 0.3847 | 0 | 0 | 1.2413 | 0.62554 | 0.59427 | 0 | 0 | 0.23101 | 6.0061 | 0.23101 | 0 | 0.23101 | 22.4877 | 97.6943 | 0 | 3.028 | 3.028 | 0.36074 | 3.028 | 0 | 0.65369 | 0.993 | 0 | 7.2474
2025-04-24 17:00 | 0.19506 | 9.9137 | 98.387 | 85.9089 | 0.088813 | 0.28244 | 0.96276 | 0.96276 | 0.96276 | 29.3364 | 0 | 1.1102e-16 | 0 | 0.28244 | 1.0134 | 0.96276 | 0 | 0 | 0.16627 | 6.0061 | 0 | 0.73099 | -0.73099 | 21.6704 | 94.1438 | 0 | 4.9056 | 4.9056 | 0.58443 | 4.9056 | 0 | 1.059 | 0.22595 | 0 | 6.2886
2025-04-24 18:00 | 0.0098546 | 0 | 106.1049 | 90 | 0 | 0 | 0.93467 | 0.93467 | 0.93467 | 0 | 0 | 0 | 0 | 0 | 0.98387 | 0.93467 | 0 | 0 | 0.89468 | 6.0061 | 0 | 0.98387 | -0.98387 | 20.5704 | 89.365 | 0 | 4.7624 | 4.7624 | 0.56738 | 4.7624 | 0 | 1.0281 | 0 | 0 | 6.0061
2025-04-24 19:00 | 0 | 0 | 114.6687 | 90 | 0 | 0 | 0.78858 | 0.78858 | 0.78858 | 0 | 0 | 0 | 0 | 0 | 0.83009 | 0.78858 | 0 | 0 | 1.6961 | 6.0061 | 0 | 0.83009 | -0.83009 | 19.6423 | 85.3332 | 0 | 4.0181 | 4.0181 | 0.4787 | 4.0181 | 0 | 0.86744 | 0 | 0 | 6.0061
2025-04-24 20:00 | 0 | 0 | 124.8891 | 90 | 0 | 0 | 1.0905 | 1.0905 | 1.0905 | 0 | 0 | 0 | 0 | 0 | 1.1478 | 1.0905 | 0 | 0 | 2.2533 | 6.0061 | 0 | 1.1478 | -1.1478 | 18.359 | 79.758 | 0 | 5.5562 | 5.5562 | 0.66194 | 5.5562 | 0 | 1.1995 | 0 | 0 | 6.0061
2025-04-24 21:00 | 0 | 0 | 137.7565 | 90 | 0 | 0 | 0.77339 | 0.77339 | 0.77339 | 0 | 0 | 1.1102e-16 | 0 | 0 | 0.81409 | 0.77339 | 0 | 0 | 3.0728 | 6.0061 | 0 | 0.81409 | -0.81409 | 17.4488 | 75.8038 | 0 | 3.9406 | 3.9406 | 0.46947 | 3.9406 | 0 | 0.85072 | 0 | 0 | 6.0061
2025-04-24 22:00 | 0 | 0 | 154.2104 | 90 | 0 | 0 | 1.0392 | 1.0392 | 1.0392 | 0 | 0 | 2.2204e-16 | 0 | 0 | 1.0939 | 1.0392 | 0 | 0 | 3.5339 | 6.0061 | 0 | 1.0939 | -1.0939 | 16.2259 | 70.4908 | 0 | 5.2949 | 5.2949 | 0.63082 | 5.2949 | 0 | 1.1431 | 0 | 0 | 6.0061
2025-04-24 23:00 | 0 | 0 | 174.1107 | 90 | 0 | 0 | 1.3801 | 1.2561 | 1.2561 | 0 | 0 | 0.12398 | 0.26199 | 0 | 1.3222 | 1.2561 | 0 | 0 | 4.2717 | 6.0061 | 0 | 1.3222 | -1.3222 | 14.7476 | 64.0688 | 0 | 7.0318 | 7.0318 | 0.83774 | 7.0318 | 0 | 1.5181 | 0 | 0 | 6.0061
2025-04-25 | 0 | 0 | -165.0384 | 90 | 0 | 0 | 0.40842 | 0.40842 | 0.40842 | 0 | 0 | 5.5511e-17 | 0 | 0 | 0.42992 | 0.40842 | 0 | 0 | 5.143 | 4.9553 | 0 | 0.42992 | -0.42992 | 14.2669 | 61.9806 | 0 | 2.081 | 2.081 | 0.24793 | 2.081 | 0 | 0.44926 | 0 | 0 | 4.9553
2025-04-25 01:00 | 0 | 0 | -146.623 | 90 | 0 | 0 | 0.34615 | 0.34615 | 0.34615 | 0 | 0 | 5.5511e-17 | 0 | 0 | 0.36437 | 0.34615 | 0 | 0 | 5.143 | 4.5254 | 0 | 0.36437 | -0.36437 | 13.8596 | 60.2108 | 0 | 1.7637 | 1.7637 | 0.21013 | 1.7637 | 0 | 0.38077 | 0 | 0 | 4.5254
2025-04-25 02:00 | 0 | 0 | -131.8946 | 90 | 0 | 0 | 0.3932 | 0.3932 | 0.3932 | 0 | 0 | 5.5511e-17 | 0 | 0 | 0.41389 | 0.3932 | 0 | 0 | 5.143 | 4.1611 | 0 | 0.41389 | -0.41389 | 13.3968 | 58.2005 | 0 | 2.0035 | 2.0035 | 0.23868 | 2.0035 | 0 | 0.43252 | 0 | 0 | 4.1611
2025-04-25 03:00 | 0 | 0 | -120.3524 | 90 | 0 | 0 | 0.48832 | 0.48832 | 0.48832 | 0 | 0 | 0 | 0 | 0 | 0.51402 | 0.48832 | 0 | 0 | 5.143 | 3.7472 | 0 | 0.51402 | -0.51402 | 12.8221 | 55.7038 | 0 | 2.4881 | 2.4881 | 0.29643 | 2.4881 | 0 | 0.53715 | 0 | 0 | 3.7472
2025-04-25 04:00 | 0 | 0 | -110.9875 | 90 | 0 | 0 | 0.4303 | 0.4303 | 0.4303 | 0 | 0 | 5.5511e-17 | 0 | 0 | 0.45295 | 0.4303 | 0 | 0 | 5.143 | 3.2332 | 0 | 0.45295 | -0.45295 | 12.3157 | 53.5038 | 0 | 2.1925 | 2.1925 | 0.26121 | 2.1925 | 0 | 0.47333 | 0 | 0 | 3.2332
2025-04-25 05:00 | 0.050411 | 3.1234 | -102.9003 | 94.0374 | 0.013561 | 0.043125 | 0.39947 | 0.39947 | 0.39947 | 10.7957 | 0 | 5.5511e-17 | 0 | 0.043125 | 0.42049 | 0.39947 | 0 | 0 | 5.143 | 2.7802 | 0 | 0.37736 | -0.37736 | 11.8938 | 51.6709 | 0 | 2.0354 | 2.0354 | 0.24249 | 2.0354 | 0 | 0.43941 | 0.0345 | 0 | 2.8233
2025-04-25 06:00 | 0.23311 | 15.7291 | -95.3452 | 79.4028 | 0.17454 | 0.55506 | 0.34656 | 0.34656 | 0.34656 | 160.1649 | 0 | 0 | 0 | 0.55506 | 0.3648 | 0.34656 | 0 | 0 | 5.143 | 2.4028 | 0.19027 | 0 | 0.19027 | 12.064 | 52.4102 | 0 | 1.7658 | 1.7658 | 0.21037 | 1.7658 | 0 | 0.38121 | 0.44405 | 0 | 2.9579
2025-04-25 07:00 | 0.37847 | 28.4908 | -87.5859 | 64.8063 | 0.34908 | 1.1101 | 0.40827 | 0.40827 | 0.40827 | 271.9117 | 0 | 0 | 0 | 1.1101 | 0.42975 | 0.40827 | 0 | 0 | 5.143 | 2.5551 | 0.68037 | 0 | 0.68037 | 12.6725 | 55.0539 | 0 | 2.0802 | 2.0802 | 0.24783 | 2.0802 | 0 | 0.44909 | 0.8881 | 0 | 3.6652
2025-04-25 08:00 | 0.65135 | 41.1656 | -78.6226 | 50.3238 | 0.64002 | 2.0354 | 0.35182 | 0.35182 | 0.35182 | 578.5239 | 0 | 0 | 0 | 2.0354 | 0.37034 | 0.35182 | 0 | 0 | 5.143 | 3.0993 | 1.665 | 0 | 1.665 | 14.1618 | 61.5237 | 0 | 1.7926 | 1.7926 | 0.21357 | 1.7926 | 0 | 0.387 | 1.6283 | 0 | 5.1347
2025-04-25 09:00 | 0.84719 | 53.3599 | -66.5808 | 36.1276 | 0.8623 | 2.7423 | 0.45071 | 0.45071 | 0.45071 | 608.4309 | 0 | 0 | 0 | 2.7423 | 0.47443 | 0.45071 | 0 | 0 | 4.5099 | 4.4314 | 2.2678 | 0 | 2.2678 | 16.1902 | 70.3359 | 0 | 2.2965 | 2.2965 | 0.2736 | 2.2965 | 0 | 0.49578 | 2.1938 | 0 | 7.1736
2025-04-25 10:00 | 0.84844 | 64.1158 | -47.123 | 22.7917 | 0.87404 | 2.7796 | 0.35586 | 0.35586 | 0.35586 | 781.0975 | 0 | 0 | 0 | 2.7796 | 0.37459 | 0.35586 | 0 | 0 | 3.1198 | 6.0061 | 2.405 | 0 | 2.405 | 18.3413 | 79.681 | 0 | 1.8132 | 1.8132 | 0.21602 | 1.8132 | 0 | 0.39144 | 2.2237 | 0 | 8.7857
2025-04-25 11:00 | 0.97034 | 70.6384 | -12.2602 | 13.2685 | 1.01 | 3.2119 | 0.44073 | 0.44073 | 0.44073 | 728.782 | 0.97006 | 0 | 0 | 3.2119 | 0.46392 | 0.44073 | 0 | 0 | 1.778 | 6.0061 | 1.778 | 0 | 1.778 | 19.9316 | 86.5896 | 0 | 2.2456 | 2.2456 | 0.26754 | 2.2456 | 0 | 0.4848 | 2.5696 | 0 | 9.2181
2025-04-25 12:00 | 1.0239 | 68.5469 | 30.1883 | 16.5922 | 1.0649 | 3.3864 | 0.7848 | 0.7848 | 0.7848 | 431.5029 | 1.5932 | 0 | 0 | 3.3864 | 0.82611 | 0.7848 | 0 | 0 | 0.9671 | 6.0061 | 0.9671 | 0 | 0.9671 | 20.7965 | 90.3475 | 0 | 3.9988 | 3.9988 | 0.4764 | 3.9988 | 0 | 0.86328 | 2.7092 | 0 | 9.3926
2025-04-25 13:00 | 0.93502 | 59.5828 | 57.2239 | 28.5852 | 0.96219 | 3.0599 | 0.70862 | 0.70862 | 0.70862 | 431.8129 | 1.6179 | 0 | 0 | 3.0599 | 0.74592 | 0.70862 | 0 | 0 | 0.6961 | 6.0061 | 0.6961 | 0 | 0.6961 | 21.4192 | 93.0523 | 0 | 3.6106 | 3.6106 | 0.43016 | 3.6106 | 0 | 0.77948 | 2.4479 | 0 | 9.0661
2025-04-25 14:00 | 0.7719 | 47.9908 | 72.5512 | 42.4379 | 0.77579 | 2.4671 | 0.81218 | 0.81218 | 0.81218 | 303.7686 | 1.1112 | 0 | 0 | 2.4671 | 0.85493 | 0.81218 | 0 | 0 | 0.50104 | 6.0061 | 0.50104 | 0 | 0.50104 | 21.8673 | 94.9992 | 0 | 4.1383 | 4.1383 | 0.49302 | 4.1383 | 0 | 0.8934 | 1.9737 | 0 | 8.4733
2025-04-25 15:00 | 0.58638 | 35.5121 | 82.8785 | 56.7963 | 0.56153 | 1.7857 | 0.5685 | 0.5685 | 0.5685 | 314.1142 | 0.82669 | 0 | 0 | 1.7857 | 0.59842 | 0.5685 | 0 | 0 | 0.36064 | 6.0061 | 0.36064 | 0 | 0.36064 | 22.1899 | 96.4005 | 0 | 2.8967 | 2.8967 | 0.3451 | 2.8967 | 0 | 0.62535 | 1.4286 | 0 | 7.7919
2025-04-25 16:00 | 0.3517 | 22.7635 | 91.1436 | 71.3427 | 0.30203 | 0.96049 | 0.85091 | 0.85091 | 0.85091 | 112.8782 | 0 | 0 | 0 | 0.96049 | 0.8957 | 0.85091 | 0 | 0 | 0.25958 | 6.0061 | 0.064797 | 0 | 0.064797 | 22.2478 | 96.6523 | 0 | 4.3356 | 4.3356 | 0.51653 | 4.3356 | 0 | 0.936 | 0.76839 | 0 | 6.9666
2025-04-25 17:00 | 0.14349 | 10.0444 | 98.7119 | 85.9634 | 0.080767 | 0.25685 | 0.98101 | 0.98101 | 0.98101 | 26.1828 | 0 | 1.1102e-16 | 0 | 0.25685 | 1.0326 | 0.98101 | 0 | 0 | 0.32661 | 6.0061 | 0 | 0.77578 | -0.77578 | 21.3805 | 92.8842 | 0 | 4.9985 | 4.9985 | 0.59551 | 4.9985 | 0 | 1.0791 | 0.20548 | 0 | 6.263
2025-04-25 18:00 | 0.0078784 | 0 | 106.4185 | 90 | 0 | 0 | 0.60185 | 0.60185 | 0.60185 | 0 | 0 | 1.1102e-16 | 0 | 0 | 0.63353 | 0.60185 | 0 | 0 | 1.0801 | 6.0061 | 0 | 0.63353 | -0.63353 | 20.6722 | 89.8071 | 0 | 3.0666 | 3.0666 | 0.36534 | 3.0666 | 0 | 0.66203 | 0 | 0 | 6.0061
2025-04-25 19:00 | 0 | 0 | 114.9795 | 90 | 0 | 0 | 0.83772 | 0.83772 | 0.83772 | 0 | 0 | 1.1102e-16 | 0 | 0 | 0.88181 | 0.83772 | 0 | 0 | 1.5538 | 6.0061 | 0 | 0.88181 | -0.88181 | 19.6863 | 85.5241 | 0 | 4.2684 | 4.2684 | 0.50853 | 4.2684 | 0 | 0.92149 | 0 | 0 | 6.0061
2025-04-25 20:00 | 0 | 0 | 125.198 | 90 | 0 | 0 | 0.6574 | 0.6574 | 0.6574 | 0 | 0 | 0 | 0 | 0 | 0.692 | 0.6574 | 0 | 0 | 2.2056 | 6.0061 | 0 | 0.692 | -0.692 | 18.9126 | 82.1629 | 0 | 3.3496 | 3.3496 | 0.39906 | 3.3496 | 0 | 0.72314 | 0 | 0 | 6.0061
2025-04-25 21:00 | 0 | 0 | 138.0498 | 90 | 0 | 0 | 0.8227 | 0.8227 | 0.8227 | 0 | 0 | 0 | 0 | 0 | 0.866 | 0.8227 | 0 | 0 | 2.6293 | 6.0061 | 0 | 0.866 | -0.866 | 17.9444 | 77.9566 | 0 | 4.1919 | 4.1919 | 0.49941 | 4.1919 | 0 | 0.90497 | 0 | 0 | 6.0061
2025-04-25 22:00 | 0 | 0 | 154.4467 | 90 | 0 | 0 | 0.56341 | 0.56341 | 0.56341 | 0 | 0 | 1.1102e-16 | 0 | 0 | 0.59307 | 0.56341 | 0 | 0 | 3.2131 | 6.0061 | 0 | 0.59307 | -0.59307 | 17.2813 | 75.076 | 0 | 2.8708 | 2.8708 | 0.34201 | 2.8708 | 0 | 0.61975 | 0 | 0 | 6.0061
2025-04-25 23:00 | 0 | 0 | 174.2244 | 90 | 0 | 0 | 0.81822 | 0.81822 | 0.81822 | 0 | 0 | 1.1102e-16 | 0 | 0 | 0.86129 | 0.81822 | 0 | 0 | 3.5269 | 6.0061 | 0 | 0.86129 | -0.86129 | 16.3184 | 70.8927 | 0 | 4.1691 | 4.1691 | 0.49669 | 4.1691 | 0 | 0.90004 | 0 | 0 | 6.0061
2025-04-26 | 0 | 0 | -165.0809 | 90 | 0 | 0 | 0.3702 | 0.3702 | 0.3702 | 0 | 0 | 0 | 0 | 0 | 0.38969 | 0.3702 | 0 | 0 | 4.1125 | 6.0061 | 0 | 0.38969 | -0.38969 | 15.8827 | 68.9999 | 0 | 1.8863 | 1.8863 | 0.22473 | 1.8863 | 0 | 0.40722 | 0 | 0 | 6.0061
2025-04-26 01:00 | 0 | 0 | -146.779 | 90 | 0 | 0 | 0.30216 | 0.30216 | 0.30216 | 0 | 0 | 0 | 0 | 0 | 0.31806 | 0.30216 | 0 | 0 | 4.2473 | 5.9706 | 0 | 0.31806 | -0.31806 | 15.5271 | 67.455 | 0 | 1.5396 | 1.5396 | 0.18342 | 1.5396 | 0 | 0.33237 | 0 | 0 | 5.9706
2025-04-26 02:00 | 0 | 0 | -132.1086 | 90 | 0 | 0 | 0.35106 | 0.35106 | 0.35106 | 0 | 0 | 0 | 0 | 0 | 0.36954 | 0.35106 | 0 | 0 | 4.3785 | 5.6525 | 0 | 0.36954 | -0.36954 | 15.1139 | 65.6602 | 0 | 1.7888 | 1.7888 | 0.21311 | 1.7888 | 0 | 0.38617 | 0 | 0 | 5.6525
2025-04-26 03:00 | 0 | 0 | -120.5913 | 90 | 0 | 0 | 0.44999 | 0.44999 | 0.44999 | 0 | 0 | 0 | 0 | 0 | 0.47368 | 0.44999 | 0 | 0 | 4.5934 | 5.283 | 0 | 0.47368 | -0.47368 | 14.5843 | 63.3594 | 0 | 2.2929 | 2.2929 | 0.27316 | 2.2929 | 0 | 0.49499 | 0 | 0 | 5.283
2025-04-26 04:00 | 0 | 0 | -111.239 | 90 | 0 | 0 | 0.45327 | 0.45327 | 0.45327 | 0 | 0 | 5.5511e-17 | 0 | 0 | 0.47713 | 0.45327 | 0 | 0 | 4.9103 | 4.8093 | 0 | 0.47713 | -0.47713 | 14.0509 | 61.042 | 0 | 2.3095 | 2.3095 | 0.27515 | 2.3095 | 0 | 0.4986 | 0 | 0 | 4.8093
2025-04-26 05:00 | 0.055752 | 3.3412 | -103.1639 | 93.985 | 0.011289 | 0.035902 | 0.30577 | 0.30577 | 0.30577 | 11.7413 | 0 | 0 | 0 | 0.035902 | 0.32187 | 0.30577 | 0 | 0 | 5.143 | 4.3322 | 0 | 0.28597 | -0.28597 | 13.7312 | 59.653 | 0 | 1.558 | 1.558 | 0.18562 | 1.558 | 0 | 0.33635 | 0.028722 | 0 | 4.3681
2025-04-26 06:00 | 0.23507 | 15.9373 | -95.6268 | 79.3702 | 0.17509 | 0.55681 | 0.22464 | 0.22464 | 0.22464 | 247.866 | 0 | 0 | 0 | 0.55681 | 0.23646 | 0.22464 | 0 | 0 | 5.143 | 4.0462 | 0.32034 | 0 | 0.32034 | 14.0177 | 60.8978 | 0 | 1.1446 | 1.1446 | 0.13636 | 1.1446 | 0 | 0.2471 | 0.44545 | 0 | 4.603
2025-04-26 07:00 | 0.41656 | 28.6971 | -87.8961 | 64.7956 | 0.38015 | 1.2089 | 0.37442 | 0.37442 | 0.37442 | 322.8795 | 0 | 0 | 0 | 1.2089 | 0.39413 | 0.37442 | 0 | 0 | 5.0188 | 4.3025 | 0.81481 | 0 | 0.81481 | 14.7465 | 64.0639 | 0 | 1.9078 | 1.9078 | 0.22729 | 1.9078 | 0 | 0.41187 | 0.96715 | 0 | 5.5114
2025-04-26 08:00 | 0.36832 | 41.3805 | -78.976 | 50.3413 | 0.35232 | 1.1205 | 0.48968 | 0.48968 | 0.48968 | 228.8123 | 0 | 0 | 0 | 1.1205 | 0.51545 | 0.48968 | 0 | 0 | 4.4302 | 4.9543 | 0.605 | 0 | 0.605 | 15.2876 | 66.4147 | 0 | 2.4951 | 2.4951 | 0.29725 | 2.4951 | 0 | 0.53865 | 0.89636 | 0 | 6.0748
2025-04-26 09:00 | 0.33772 | 53.5994 | -66.9901 | 36.188 | 0.32118 | 1.0214 | 0.41334 | 0.41334 | 0.41334 | 247.1118 | 0 | 0 | 0 | 1.0214 | 0.43509 | 0.41334 | 0 | 0 | 4.095 | 5.4383 | 0.58632 | 0 | 0.58632 | 15.812 | 68.693 | 0 | 2.1061 | 2.1061 | 0.25091 | 2.1061 | 0 | 0.45467 | 0.81713 | 0 | 6.4597
2025-04-26 10:00 | 0.47405 | 64.4054 | -47.5404 | 22.9342 | 0.45759 | 1.4552 | 0.52222 | 0.52222 | 0.52222 | 278.6576 | 0 | 0 | 0 | 1.4552 | 0.54971 | 0.52222 | 0 | 0 | 3.7923 | 5.9074 | 0.90551 | 0 | 0.90551 | 16.6219 | 72.2115 | 0 | 2.6609 | 2.6609 | 0.31701 | 2.6609 | 0 | 0.57445 | 1.1642 | 0 | 7.3626
2025-04-26 11:00 | 0.67252 | 70.9796 | -12.3108 | 13.5758 | 0.67294 | 2.1401 | 0.43889 | 0.43889 | 0.43889 | 487.6061 | 0 | 0 | 0 | 2.1401 | 0.46199 | 0.43889 | 0 | 0 | 3.2666 | 6.0061 | 1.6781 | 0 | 1.6781 | 18.1228 | 78.732 | 0 | 2.2363 | 2.2363 | 0.26642 | 2.2363 | 0 | 0.48278 | 1.712 | 0 | 8.1462
2025-04-26 12:00 | 0.79404 | 68.8295 | 30.7165 | 16.8785 | 0.81166 | 2.5812 | 1.0703 | 1.0703 | 1.0703 | 241.1618 | 0 | 0 | 0 | 2.5812 | 1.1267 | 1.0703 | 0 | 0 | 2.2285 | 6.0061 | 1.4546 | 0 | 1.4546 | 19.4238 | 84.384 | 0 | 5.4537 | 5.4537 | 0.64973 | 5.4537 | 0 | 1.1774 | 2.065 | 0 | 8.5874
2025-04-26 13:00 | 0.54735 | 59.777 | 57.7807 | 28.7685 | 0.53668 | 1.7067 | 0.94472 | 0.94472 | 0.94472 | 180.661 | 0 | 0 | 0 | 1.7067 | 0.99444 | 0.94472 | 0 | 0 | 1.4647 | 6.0061 | 0.7123 | 0 | 0.7123 | 20.0609 | 87.1518 | 0 | 4.8136 | 4.8136 | 0.57348 | 4.8136 | 0 | 1.0392 | 1.3654 | 0 | 7.7129
2025-04-26 14:00 | 0.60107 | 48.1381 | 73.0125 | 42.5673 | 0.59478 | 1.8915 | 0.40513 | 0.40513 | 0.40513 | 466.8828 | 0.20943 | 0 | 0 | 1.8915 | 0.42646 | 0.40513 | 0 | 0 | 1.2556 | 6.0061 | 1.2556 | 0 | 1.2556 | 21.184 | 92.0307 | 0 | 2.0643 | 2.0643 | 0.24593 | 2.0643 | 0 | 0.44565 | 1.5132 | 0 | 7.8976
2025-04-26 15:00 | 0.37488 | 35.64 | 83.268 | 56.893 | 0.35675 | 1.1345 | 0.94866 | 0.94866 | 0.94866 | 119.5909 | 0 | 0 | 0 | 1.1345 | 0.99859 | 0.94866 | 0 | 0 | 0.57471 | 6.0061 | 0.13592 | 0 | 0.13592 | 21.3056 | 92.5588 | 0 | 4.8337 | 4.8337 | 0.57587 | 4.8337 | 0 | 1.0435 | 0.90761 | 0 | 7.1407
2025-04-26 16:00 | 0.16848 | 22.8873 | 91.4891 | 71.4155 | 0.15767 | 0.50143 | 0.70419 | 0.70419 | 0.70419 | 71.2065 | 0 | 1.1102e-16 | 0 | 0.50143 | 0.74125 | 0.70419 | 0 | 0 | 0.72854 | 6.0061 | 0 | 0.23982 | -0.23982 | 21.0374 | 91.394 | 0 | 3.588 | 3.588 | 0.42747 | 3.588 | 0 | 0.77461 | 0.40114 | 0 | 6.5076
2025-04-26 17:00 | 0.050086 | 10.1748 | 99.0327 | 86.0159 | 0.046636 | 0.14831 | 0.57865 | 0.57865 | 0.57865 | 25.6306 | 0 | 0 | 0 | 0.14831 | 0.60911 | 0.57865 | 0 | 0 | 1.0704 | 6.0061 | 0 | 0.46079 | -0.46079 | 20.5222 | 89.1559 | 0 | 2.9484 | 2.9484 | 0.35126 | 2.9484 | 0 | 0.63652 | 0.11865 | 0 | 6.1545
2025-04-26 18:00 | 0.0015795 | 0 | 106.7278 | 90 | 0 | 0 | 0.79585 | 0.79585 | 0.79585 | 0 | 0 | 1.1102e-16 | 0 | 0 | 0.83773 | 0.79585 | 0 | 0 | 1.5021 | 6.0061 | 0 | 0.83773 | -0.83773 | 19.5856 | 85.0869 | 0 | 4.0551 | 4.0551 | 0.48311 | 4.0551 | 0 | 0.87543 | 0 | 0 | 6.0061
2025-04-26 19:00 | 0 | 0 | 115.2853 | 90 | 0 | 0 | 0.6563 | 0.6563 | 0.6563 | 0 | 0 | 1.1102e-16 | 0 | 0 | 0.69084 | 0.6563 | 0 | 0 | 2.1904 | 6.0061 | 0 | 0.69084 | -0.69084 | 18.8133 | 81.7314 | 0 | 3.3441 | 3.3441 | 0.3984 | 3.3441 | 0 | 0.72193 | 0 | 0 | 6.0061
2025-04-26 20:00 | 0 | 0 | 125.5012 | 90 | 0 | 0 | 0.9176 | 0.9176 | 0.9176 | 0 | 0 | 1.1102e-16 | 0 | 0 | 0.9659 | 0.9176 | 0 | 0 | 2.6531 | 6.0061 | 0 | 0.9659 | -0.9659 | 17.7333 | 77.0399 | 0 | 4.6755 | 4.6755 | 0.55702 | 4.6755 | 0 | 1.0094 | 0 | 0 | 6.0061
2025-04-26 21:00 | 0 | 0 | 138.3366 | 90 | 0 | 0 | 0.96141 | 0.96141 | 0.96141 | 0 | 0 | 1.1102e-16 | 0 | 0 | 1.012 | 0.96141 | 0 | 0 | 3.3442 | 6.0061 | 0 | 1.012 | -1.012 | 16.6019 | 72.1244 | 0 | 4.8987 | 4.8987 | 0.58361 | 4.8987 | 0 | 1.0576 | 0 | 0 | 6.0061
2025-04-26 22:00 | 0 | 0 | 154.6761 | 90 | 0 | 0 | 0.82001 | 0.82001 | 0.82001 | 0 | 0 | 0 | 0 | 0 | 0.86316 | 0.82001 | 0 | 0 | 4.0262 | 6.0061 | 0 | 0.86316 | -0.86316 | 15.6368 | 67.9319 | 0 | 4.1782 | 4.1782 | 0.49777 | 4.1782 | 0 | 0.90201 | 0 | 0 | 6.0061
2025-04-26 23:00 | 0 | 0 | 174.3333 | 90 | 0 | 0 | 0.73725 | 0.73725 | 0.73725 | 0 | 0 | 1.1102e-16 | 0 | 0 | 0.77605 | 0.73725 | 0 | 0 | 4.5454 | 5.7507 | 0 | 0.77605 | -0.77605 | 14.7692 | 64.1625 | 0 | 3.7565 | 3.7565 | 0.44754 | 3.7565 | 0 | 0.81097 | 0 | 0 | 5.7507
2025-04-27 | 0 | 0 | -165.1246 | 90 | 0 | 0 | 0.31595 | 0.31595 | 0.31595 | 0 | 0 | 5.5511e-17 | 0 | 0 | 0.33257 | 0.31595 | 0 | 0 | 4.9967 | 4.9746 | 0 | 0.33257 | -0.33257 | 14.3973 | 62.5471 | 0 | 1.6098 | 1.6098 | 0.19179 | 1.6098 | 0 | 0.34754 | 0 | 0 | 4.9746
2025-04-27 01:00 | 0 | 0 | -146.9337 | 90 | 0 | 0 | 0.34674 | 0.34674 | 0.34674 | 0 | 0 | 5.5511e-17 | 0 | 0 | 0.36499 | 0.34674 | 0 | 0 | 5.0681 | 4.6421 | 0 | 0.36499 | -0.36499 | 13.9893 | 60.7743 | 0 | 1.7667 | 1.7667 | 0.21048 | 1.7667 | 0 | 0.38141 | 0 | 0 | 4.6421
2025-04-27 02:00 | 0 | 0 | -132.3204 | 90 | 0 | 0 | 0.24915 | 0.24915 | 0.24915 | 0 | 0 | 2.7756e-17 | 0 | 0 | 0.26226 | 0.24915 | 0 | 0 | 5.143 | 4.2771 | 0 | 0.26226 | -0.26226 | 13.6961 | 59.5005 | 0 | 1.2695 | 1.2695 | 0.15124 | 1.2695 | 0 | 0.27407 | 0 | 0 | 4.2771
2025-04-27 03:00 | 0 | 0 | -120.8278 | 90 | 0 | 0 | 0.30789 | 0.30789 | 0.30789 | 0 | 0 | 0 | 0 | 0 | 0.3241 | 0.30789 | 0 | 0 | 5.143 | 4.0148 | 0 | 0.3241 | -0.3241 | 13.3337 | 57.9263 | 0 | 1.5688 | 1.5688 | 0.1869 | 1.5688 | 0 | 0.33868 | 0 | 0 | 4.0148
2025-04-27 04:00 | 0 | 0 | -111.4883 | 90 | 0 | 0 | 0.3674 | 0.3674 | 0.3674 | 0 | 0 | 5.5511e-17 | 0 | 0 | 0.38674 | 0.3674 | 0 | 0 | 5.143 | 3.6907 | 0 | 0.38674 | -0.38674 | 12.9013 | 56.0479 | 0 | 1.872 | 1.872 | 0.22303 | 1.872 | 0 | 0.40414 | 0 | 0 | 3.6907
2025-04-27 05:00 | 0.053328 | 3.5551 | -103.4255 | 93.9347 | 0.016556 | 0.052649 | 0.33749 | 0.33749 | 0.33749 | 15.6001 | 0 | 0 | 0 | 0.052649 | 0.35526 | 0.33749 | 0 | 0 | 5.143 | 3.304 | 0 | 0.30261 | -0.30261 | 12.563 | 54.5781 | 0 | 1.7196 | 1.7196 | 0.20487 | 1.7196 | 0 | 0.37124 | 0.04212 | 0 | 3.3566
2025-04-27 06:00 | 0.22271 | 16.1412 | -95.9067 | 79.34 | 0.17004 | 0.54076 | 0.2645 | 0.2645 | 0.2645 | 204.45 | 0 | 0 | 0 | 0.54076 | 0.27842 | 0.2645 | 0 | 0 | 5.143 | 3.0014 | 0.26234 | 0 | 0.26234 | 12.7977 | 55.5975 | 0 | 1.3477 | 1.3477 | 0.16056 | 1.3477 | 0 | 0.29094 | 0.43261 | 0 | 3.5421
2025-04-27 07:00 | 0.41727 | 28.8989 | -88.2049 | 64.7877 | 0.37911 | 1.2056 | 0.31372 | 0.31372 | 0.31372 | 384.3028 | 0 | 0 | 0 | 1.2056 | 0.33023 | 0.31372 | 0 | 0 | 5.143 | 3.2113 | 0.8754 | 0 | 0.8754 | 13.5806 | 58.999 | 0 | 1.5985 | 1.5985 | 0.19044 | 1.5985 | 0 | 0.34509 | 0.9645 | 0 | 4.4169
2025-04-27 08:00 | 0.53079 | 41.5904 | -79.3289 | 50.3619 | 0.51461 | 1.6366 | 0.26078 | 0.26078 | 0.26078 | 627.5543 | 0 | 0 | 0 | 1.6366 | 0.27451 | 0.26078 | 0 | 0 | 5.0686 | 3.9116 | 1.3621 | 0 | 1.3621 | 14.7989 | 64.2915 | 0 | 1.3288 | 1.3288 | 0.15831 | 1.3288 | 0 | 0.28686 | 1.3093 | 0 | 5.5481
2025-04-27 09:00 | 0.7578 | 53.8336 | -67.4009 | 36.2519 | 0.76321 | 2.4272 | 0.37883 | 0.37883 | 0.37883 | 640.6999 | 0 | 0 | 0 | 2.4272 | 0.39877 | 0.37883 | 0 | 0 | 4.1962 | 5.0012 | 2.0284 | 0 | 2.0284 | 16.6131 | 72.1732 | 0 | 1.9302 | 1.9302 | 0.22996 | 1.9302 | 0 | 0.41671 | 1.9417 | 0 | 7.4284
2025-04-27 10:00 | 1.0083 | 64.6895 | -47.9647 | 23.0803 | 1.0373 | 3.2987 | 0.36195 | 0.36195 | 0.36195 | 911.379 | 0 | 0 | 0 | 3.2987 | 0.381 | 0.36195 | 0 | 0 | 2.9549 | 6.0061 | 2.9177 | 0 | 2.9177 | 19.2228 | 83.5108 | 0 | 1.8443 | 1.8443 | 0.21972 | 1.8443 | 0 | 0.39815 | 2.639 | 0 | 9.3049
2025-04-27 11:00 | 1.0317 | 71.3167 | -12.3678 | 13.8816 | 1.0681 | 3.3968 | 0.33287 | 0.33287 | 0.33287 | 1020.449 | 1.841 | 0 | 0 | 3.3968 | 0.35039 | 0.33287 | 0 | 0 | 1.2054 | 6.0061 | 1.2054 | 0 | 1.2054 | 20.301 | 88.1945 | 0 | 1.6961 | 1.6961 | 0.20207 | 1.6961 | 0 | 0.36616 | 2.7174 | 0 | 9.403
2025-04-27 12:00 | 1.0048 | 69.108 | 31.2479 | 17.1624 | 1.0382 | 3.3017 | 0.78575 | 0.78575 | 0.78575 | 420.1908 | 1.6232 | 0 | 0 | 3.3017 | 0.82711 | 0.78575 | 0 | 0 | 0.85136 | 6.0061 | 0.85136 | 0 | 0.85136 | 21.0624 | 91.5026 | 0 | 4.0037 | 4.0037 | 0.47698 | 4.0037 | 0 | 0.86433 | 2.6413 | 0 | 9.3078
2025-04-27 13:00 | 0.90271 | 59.9679 | 58.3354 | 28.9507 | 0.92218 | 2.9327 | 0.63687 | 0.63687 | 0.63687 | 460.4849 | 1.6495 | 0 | 0 | 2.9327 | 0.67039 | 0.63687 | 0 | 0 | 0.61279 | 6.0061 | 0.61279 | 0 | 0.61279 | 21.6105 | 93.8838 | 0 | 3.245 | 3.245 | 0.3866 | 3.245 | 0 | 0.70056 | 2.3461 | 0 | 8.9388
2025-04-27 14:00 | 0.78287 | 48.2834 | 73.4697 | 42.6955 | 0.78057 | 2.4824 | 0.73995 | 0.73995 | 0.73995 | 335.4748 | 1.2624 | 0 | 0 | 2.4824 | 0.7789 | 0.73995 | 0 | 0 | 0.44108 | 6.0061 | 0.44108 | 0 | 0.44108 | 22.0051 | 95.5977 | 0 | 3.7703 | 3.7703 | 0.44918 | 3.7703 | 0 | 0.81395 | 1.9859 | 0 | 8.4885
2025-04-27 15:00 | 0.64465 | 35.7666 | 83.6534 | 56.9881 | 0.61084 | 1.9426 | 0.59592 | 0.59592 | 0.59592 | 325.982 | 0.99782 | 0 | 0 | 1.9426 | 0.62728 | 0.59592 | 0 | 0 | 0.31748 | 6.0061 | 0.31748 | 0 | 0.31748 | 22.289 | 96.8313 | 0 | 3.0364 | 3.0364 | 0.36174 | 3.0364 | 0 | 0.65551 | 1.5541 | 0 | 7.9487
2025-04-27 16:00 | 0.32448 | 23.0105 | 91.8303 | 71.4865 | 0.279 | 0.88726 | 0.60593 | 0.60593 | 0.60593 | 146.4312 | 0.020933 | 0 | 0 | 0.88726 | 0.63782 | 0.60593 | 0 | 0 | 0.22851 | 6.0061 | 0.22851 | 0 | 0.22851 | 22.4934 | 97.7192 | 0 | 3.0874 | 3.0874 | 0.36782 | 3.0874 | 0 | 0.66652 | 0.70981 | 0 | 6.8934
2025-04-27 17:00 | 0.14351 | 10.3048 | 99.3492 | 86.0661 | 0.081294 | 0.25853 | 0.74969 | 0.74969 | 0.74969 | 34.4851 | 0 | 0 | 0 | 0.25853 | 0.78914 | 0.74969 | 0 | 0 | 0.16448 | 6.0061 | 0 | 0.53061 | -0.53061 | 21.9002 | 95.142 | 0 | 3.8199 | 3.8199 | 0.45509 | 3.8199 | 0 | 0.82466 | 0.20682 | 0 | 6.2647
2025-04-27 18:00 | 0.011338 | 0 | 107.0326 | 90 | 0 | 0 | 0.80778 | 0.80778 | 0.80778 | 0 | 0 | 1.1102e-16 | 0 | 0 | 0.8503 | 0.80778 | 0 | 0 | 0.71236 | 6.0061 | 0 | 0.8503 | -0.8503 | 20.9495 | 91.012 | 0 | 4.1159 | 4.1159 | 0.49035 | 4.1159 | 0 | 0.88856 | 0 | 0 | 6.0061
2025-04-27 19:00 | 0 | 0 | 115.5861 | 90 | 0 | 0 | 0.7247 | 0.7247 | 0.7247 | 0 | 0 | 1.1102e-16 | 0 | 0 | 0.76284 | 0.7247 | 0 | 0 | 1.4246 | 6.0061 | 0 | 0.76284 | -0.76284 | 20.0966 | 87.3067 | 0 | 3.6926 | 3.6926 | 0.43992 | 3.6926 | 0 | 0.79717 | 0 | 0 | 6.0061
2025-04-27 20:00 | 0 | 0 | 125.7987 | 90 | 0 | 0 | 0.24733 | 0.24733 | 0.24733 | 0 | 0 | 2.7756e-17 | 0 | 0 | 0.26035 | 0.24733 | 0 | 0 | 1.9555 | 6.0061 | 0 | 0.26035 | -0.26035 | 19.8055 | 86.0422 | 0 | 1.2602 | 1.2602 | 0.15014 | 1.2602 | 0 | 0.27206 | 0 | 0 | 6.0061
2025-04-27 21:00 | 0 | 0 | 138.6168 | 90 | 0 | 0 | 0.63513 | 0.63513 | 0.63513 | 0 | 0 | 0 | 0 | 0 | 0.66855 | 0.63513 | 0 | 0 | 2.0042 | 6.0061 | 0 | 0.66855 | -0.66855 | 19.0581 | 82.7949 | 0 | 3.2362 | 3.2362 | 0.38554 | 3.2362 | 0 | 0.69864 | 0 | 0 | 6.0061
2025-04-27 22:00 | 0 | 0 | 154.8988 | 90 | 0 | 0 | 0.31768 | 0.31768 | 0.31768 | 0 | 0 | 5.5511e-17 | 0 | 0 | 0.3344 | 0.31768 | 0 | 0 | 2.4828 | 6.0061 | 0 | 0.3344 | -0.3344 | 18.6842 | 81.1707 | 0 | 1.6187 | 1.6187 | 0.19284 | 1.6187 | 0 | 0.34945 | 0 | 0 | 6.0061
2025-04-27 23:00 | 0 | 0 | 174.4372 | 90 | 0 | 0 | 0.65925 | 0.65925 | 0.65925 | 0 | 0 | 1.1102e-16 | 0 | 0 | 0.69395 | 0.65925 | 0 | 0 | 2.6266 | 6.0061 | 0 | 0.69395 | -0.69395 | 17.9083 | 77.8001 | 0 | 3.3591 | 3.3591 | 0.40019 | 3.3591 | 0 | 0.72517 | 0 | 0 | 6.0061
2025-04-28 | 0 | 0 | -165.1698 | 90 | 0 | 0 | 0.29574 | 0.29574 | 0.29574 | 0 | 0 | 5.5511e-17 | 0 | 0 | 0.3113 | 0.29574 | 0 | 0 | 3.1291 | 6.0061 | 0 | 0.3113 | -0.3113 | 17.5603 | 76.2881 | 0 | 1.5069 | 1.5069 | 0.17952 | 1.5069 | 0 | 0.32531 | 0 | 0 | 6.0061
2025-04-28 01:00 | 0 | 0 | -147.0872 | 90 | 0 | 0 | 0.30823 | 0.30823 | 0.30823 | 0 | 0 | 0 | 0 | 0 | 0.32445 | 0.30823 | 0 | 0 | 3.2487 | 6.0061 | 0 | 0.32445 | -0.32445 | 17.1975 | 74.7122 | 0 | 1.5705 | 1.5705 | 0.1871 | 1.5705 | 0 | 0.33905 | 0 | 0 | 6.0061
2025-04-28 02:00 | 0 | 0 | -132.53 | 90 | 0 | 0 | 0.52176 | 0.52176 | 0.52176 | 0 | 0 | 0 | 0 | 0 | 0.54922 | 0.52176 | 0 | 0 | 3.4219 | 6.0061 | 0 | 0.54922 | -0.54922 | 16.5835 | 72.0446 | 0 | 2.6585 | 2.6585 | 0.31672 | 2.6585 | 0 | 0.57393 | 0 | 0 | 6.0061
2025-04-28 03:00 | 0 | 0 | -121.062 | 90 | 0 | 0 | 0.26829 | 0.26829 | 0.26829 | 0 | 0 | 5.5511e-17 | 0 | 0 | 0.28241 | 0.26829 | 0 | 0 | 3.8129 | 6.0061 | 0 | 0.28241 | -0.28241 | 16.2678 | 70.6728 | 0 | 1.367 | 1.367 | 0.16286 | 1.367 | 0 | 0.29512 | 0 | 0 | 6.0061
2025-04-28 04:00 | 0 | 0 | -111.7354 | 90 | 0 | 0 | 0.35171 | 0.35171 | 0.35171 | 0 | 0 | 5.5511e-17 | 0 | 0 | 0.37022 | 0.35171 | 0 | 0 | 3.9369 | 6.0061 | 0 | 0.37022 | -0.37022 | 15.8538 | 68.8746 | 0 | 1.7921 | 1.7921 | 0.2135 | 1.7921 | 0 | 0.38688 | 0 | 0 | 6.0061
2025-04-28 05:00 | 0.026177 | 3.7648 | -103.6851 | 93.8866 | 0.023548 | 0.074886 | 0.33524 | 0.33524 | 0.33524 | 22.3384 | 5.5511e-17 | 0 | 0 | 0.074886 | 0.35288 | 0.33524 | 0 | 0 | 4.1689 | 5.9448 | 0 | 0.27799 | -0.27799 | 15.543 | 67.5244 | 0 | 1.7081 | 1.7081 | 0.2035 | 1.7081 | 0 | 0.36876 | 0.059909 | 0 | 6.0197
2025-04-28 06:00 | 0.12108 | 16.3409 | -96.1847 | 79.3123 | 0.11166 | 0.3551 | 0.3558 | 0.3558 | 0.3558 | 99.8048 | 0 | 0 | 0 | 0.3551 | 0.37452 | 0.3558 | 0 | 0 | 4.3173 | 5.6668 | 0 | 0.019421 | -0.019421 | 15.5213 | 67.4301 | 0 | 1.8129 | 1.8129 | 0.21598 | 1.8129 | 0 | 0.39138 | 0.28408 | 0 | 6.0219
2025-04-28 07:00 | 0.15736 | 29.0961 | -88.5122 | 64.7825 | 0.14825 | 0.47146 | 0.35094 | 0.35094 | 0.35094 | 134.3445 | 0 | 0 | 0 | 0.47146 | 0.36941 | 0.35094 | 0 | 0 | 4.2476 | 5.6474 | 0.10206 | 0 | 0.10206 | 15.6126 | 67.8266 | 0 | 1.7881 | 1.7881 | 0.21303 | 1.7881 | 0 | 0.38603 | 0.37717 | 0 | 6.1188
2025-04-28 08:00 | 0.25526 | 41.7952 | -79.6811 | 50.3855 | 0.2415 | 0.768 | 0.35274 | 0.35274 | 0.35274 | 217.7225 | 0 | 0 | 0 | 0.768 | 0.37131 | 0.35274 | 0 | 0 | 4.1333 | 5.729 | 0.39669 | 0 | 0.39669 | 15.9674 | 69.3681 | 0 | 1.7973 | 1.7973 | 0.21413 | 1.7973 | 0 | 0.38802 | 0.6144 | 0 | 6.497
2025-04-28 09:00 | 0.50882 | 54.0622 | -67.8132 | 36.3193 | 0.49492 | 1.5739 | 0.37128 | 0.37128 | 0.37128 | 423.92 | 0 | 0 | 0 | 1.5739 | 0.39082 | 0.37128 | 0 | 0 | 3.8433 | 6.0061 | 1.1831 | 0 | 1.1831 | 17.0256 | 73.9653 | 0 | 1.8918 | 1.8918 | 0.22538 | 1.8918 | 0 | 0.40841 | 1.2591 | 0 | 7.5801
2025-04-28 10:00 | 0.45895 | 64.9678 | -48.3959 | 23.2299 | 0.44125 | 1.4033 | 0.44821 | 0.44821 | 0.44821 | 313.0836 | 0 | 0 | 0 | 1.4033 | 0.4718 | 0.44821 | 0 | 0 | 3.041 | 6.0061 | 0.93146 | 0 | 0.93146 | 17.8588 | 77.5847 | 0 | 2.2837 | 2.2837 | 0.27208 | 2.2837 | 0 | 0.49303 | 1.1226 | 0 | 7.4094
2025-04-28 11:00 | 0.38701 | 71.6494 | -12.4315 | 14.1858 | 0.36824 | 1.1711 | 0.38438 | 0.38438 | 0.38438 | 304.6595 | 0 | 0 | 0 | 1.1711 | 0.40461 | 0.38438 | 0 | 0 | 2.5391 | 6.0061 | 0.76644 | 0 | 0.76644 | 18.5443 | 80.5628 | 0 | 1.9585 | 1.9585 | 0.23333 | 1.9585 | 0 | 0.42282 | 0.93684 | 0 | 7.1772
2025-04-28 12:00 | 0.55613 | 69.3824 | 31.7822 | 17.4437 | 0.54264 | 1.7257 | 0.49766 | 0.49766 | 0.49766 | 346.7571 | 0 | 0 | 0 | 1.7257 | 0.52385 | 0.49766 | 0 | 0 | 2.177 | 6.0061 | 1.2018 | 0 | 1.2018 | 19.6192 | 85.2328 | 0 | 2.5357 | 2.5357 | 0.3021 | 2.5357 | 0 | 0.54743 | 1.3805 | 0 | 7.7318
2025-04-28 13:00 | 0.50713 | 60.1555 | 58.8875 | 29.1317 | 0.49223 | 1.5654 | 0.67852 | 0.67852 | 0.67852 | 230.7033 | 0 | 0 | 0 | 1.5654 | 0.71424 | 0.67852 | 0 | 0 | 1.4915 | 6.0061 | 0.85114 | 0 | 0.85114 | 20.3805 | 88.5401 | 0 | 3.4573 | 3.4573 | 0.41189 | 3.4573 | 0 | 0.74638 | 1.2523 | 0 | 7.5715
2025-04-28 14:00 | 0.41467 | 48.4266 | 73.9227 | 42.8223 | 0.39808 | 1.2659 | 0.60813 | 0.60813 | 0.60813 | 208.1696 | 0 | 0 | 0 | 1.2659 | 0.64014 | 0.60813 | 0 | 0 | 1.1065 | 6.0061 | 0.62581 | 0 | 0.62581 | 20.9402 | 90.9718 | 0 | 3.0986 | 3.0986 | 0.36916 | 3.0986 | 0 | 0.66895 | 1.0128 | 0 | 7.2721
2025-04-28 15:00 | 0.48385 | 35.892 | 84.0343 | 57.0816 | 0.45743 | 1.4547 | 0.45257 | 0.45257 | 0.45257 | 321.4352 | 0.11702 | 0 | 0 | 1.4547 | 0.47639 | 0.45257 | 0 | 0 | 0.86131 | 6.0061 | 0.86131 | 0 | 0.86131 | 21.7106 | 94.3186 | 0 | 2.306 | 2.306 | 0.27473 | 2.306 | 0 | 0.49783 | 1.1638 | 0 | 7.4609
2025-04-28 16:00 | 0.32122 | 23.1331 | 92.1673 | 71.5555 | 0.27535 | 0.87567 | 0.37631 | 0.37631 | 0.37631 | 232.6998 | 0.069833 | 0 | 0 | 0.87567 | 0.39611 | 0.37631 | 0 | 0 | 0.40972 | 6.0061 | 0.40972 | 0 | 0.40972 | 22.0771 | 95.9106 | 0 | 1.9174 | 1.9174 | 0.22843 | 1.9174 | 0 | 0.41394 | 0.70053 | 0 | 6.8818
2025-04-28 17:00 | 0.16161 | 10.4345 | 99.6614 | 86.1143 | 0.078221 | 0.24876 | 0.87733 | 0.87733 | 0.87733 | 28.3538 | 0 | 0 | 0 | 0.24876 | 0.92351 | 0.87733 | 0 | 0 | 0.29491 | 6.0061 | 0 | 0.67475 | -0.67475 | 21.3227 | 92.6333 | 0 | 4.4703 | 4.4703 | 0.53257 | 4.4703 | 0 | 0.96507 | 0.19901 | 0 | 6.2549
2025-04-28 18:00 | 0.01052 | 0 | 107.3328 | 90 | 0 | 0 | 0.74173 | 0.74173 | 0.74173 | 0 | 0 | 1.1102e-16 | 0 | 0 | 0.78076 | 0.74173 | 0 | 0 | 1.0291 | 6.0061 | 0 | 0.78076 | -0.78076 | 20.4498 | 88.841 | 0 | 3.7793 | 3.7793 | 0.45025 | 3.7793 | 0 | 0.8159 | 0 | 0 | 6.0061
2025-04-28 19:00 | 0 | 0 | 115.8819 | 90 | 0 | 0 | 0.5851 | 0.5851 | 0.5851 | 0 | 0 | 0 | 0 | 0 | 0.6159 | 0.5851 | 0 | 0 | 1.6817 | 6.0061 | 0 | 0.6159 | -0.6159 | 19.7612 | 85.8495 | 0 | 2.9813 | 2.9813 | 0.35518 | 2.9813 | 0 | 0.64362 | 0 | 0 | 6.0061
2025-04-28 20:00 | 0 | 0 | 126.0904 | 90 | 0 | 0 | 0.82936 | 0.82936 | 0.82936 | 0 | 0 | 1.1102e-16 | 0 | 0 | 0.87302 | 0.82936 | 0 | 0 | 2.0927 | 6.0061 | 0 | 0.87302 | -0.87302 | 18.7851 | 81.6091 | 0 | 4.2259 | 4.2259 | 0.50345 | 4.2259 | 0 | 0.9123 | 0 | 0 | 6.0061
2025-04-28 21:00 | 0 | 0 | 138.8903 | 90 | 0 | 0 | 0.79308 | 0.79308 | 0.79308 | 0 | 0 | 1.1102e-16 | 0 | 0 | 0.83482 | 0.79308 | 0 | 0 | 2.7188 | 6.0061 | 0 | 0.83482 | -0.83482 | 17.8518 | 77.5543 | 0 | 4.041 | 4.041 | 0.48143 | 4.041 | 0 | 0.87239 | 0 | 0 | 6.0061
2025-04-28 22:00 | 0 | 0 | 155.1148 | 90 | 0 | 0 | 0.77519 | 0.77519 | 0.77519 | 0 | 0 | 0 | 0 | 0 | 0.81599 | 0.77519 | 0 | 0 | 3.2642 | 6.0061 | 0 | 0.81599 | -0.81599 | 16.9395 | 73.5909 | 0 | 3.9498 | 3.9498 | 0.47057 | 3.9498 | 0 | 0.85271 | 0 | 0 | 6.0061
2025-04-28 23:00 | 0 | 0 | 174.5364 | 90 | 0 | 0 | 0.96346 | 0.96346 | 0.96346 | 0 | 0 | 1.1102e-16 | 0 | 0 | 1.0142 | 0.96346 | 0 | 0 | 3.7782 | 6.0061 | 0 | 1.0142 | -1.0142 | 15.8056 | 68.665 | 0 | 4.9091 | 4.9091 | 0.58485 | 4.9091 | 0 | 1.0598 | 0 | 0 | 6.0061
2025-04-29 | 0 | 0 | -165.2162 | 90 | 0 | 0 | 0.59878 | 0.59878 | 0.59878 | 0 | 0 | 1.1102e-16 | 0 | 0 | 0.6303 | 0.59878 | 0 | 0 | 4.4666 | 5.9016 | 0 | 0.6303 | -0.6303 | 15.1009 | 65.6035 | 0 | 3.051 | 3.051 | 0.36348 | 3.051 | 0 | 0.65866 | 0 | 0 | 5.9016
2025-04-29 01:00 | 0 | 0 | -147.2395 | 90 | 0 | 0 | 0.47924 | 0.47924 | 0.47924 | 0 | 0 | 1.1102e-16 | 0 | 0 | 0.50447 | 0.47924 | 0 | 0 | 4.7786 | 5.2713 | 0 | 0.50447 | -0.50447 | 14.5369 | 63.1533 | 0 | 2.4419 | 2.4419 | 0.29092 | 2.4419 | 0 | 0.52717 | 0 | 0 | 5.2713
2025-04-29 02:00 | 0 | 0 | -132.7375 | 90 | 0 | 0 | 0.47929 | 0.47929 | 0.47929 | 0 | 0 | 0 | 0 | 0 | 0.50452 | 0.47929 | 0 | 0 | 5.023 | 4.7669 | 0 | 0.50452 | -0.50452 | 13.9728 | 60.7028 | 0 | 2.4421 | 2.4421 | 0.29095 | 2.4421 | 0 | 0.52722 | 0 | 0 | 4.7669
2025-04-29 03:00 | 0 | 0 | -121.2939 | 90 | 0 | 0 | 0.35452 | 0.35452 | 0.35452 | 0 | 0 | 0 | 0 | 0 | 0.37318 | 0.35452 | 0 | 0 | 5.143 | 4.2623 | 0 | 0.37318 | -0.37318 | 13.5556 | 58.8902 | 0 | 1.8064 | 1.8064 | 0.21521 | 1.8064 | 0 | 0.38998 | 0 | 0 | 4.2623
2025-04-29 04:00 | 0 | 0 | -111.9803 | 90 | 0 | 0 | 0.44511 | 0.44511 | 0.44511 | 0 | 0 | 5.5511e-17 | 0 | 0 | 0.46853 | 0.44511 | 0 | 0 | 5.143 | 3.8892 | 0 | 0.46853 | -0.46853 | 13.0317 | 56.6144 | 0 | 2.2679 | 2.2679 | 0.27019 | 2.2679 | 0 | 0.48962 | 0 | 0 | 3.8892
2025-04-29 05:00 | 0.032937 | 3.9705 | -103.9426 | 93.8407 | 0.027903 | 0.088736 | 0.40643 | 0.40643 | 0.40643 | 21.833 | 0 | 0 | 0 | 0.088736 | 0.42782 | 0.40643 | 0 | 0 | 5.143 | 3.4206 | 0 | 0.33909 | -0.33909 | 12.6526 | 54.9675 | 0 | 2.0709 | 2.0709 | 0.24672 | 2.0709 | 0 | 0.44707 | 0.070989 | 0 | 3.5094
2025-04-29 06:00 | 0.21016 | 16.5362 | -96.4608 | 79.287 | 0.16543 | 0.5261 | 0.45976 | 0.45976 | 0.45976 | 114.4306 | 0 | 0 | 0 | 0.5261 | 0.48396 | 0.45976 | 0 | 0 | 5.143 | 3.0815 | 0.042148 | 0 | 0.042148 | 12.6903 | 55.1312 | 0 | 2.3426 | 2.3426 | 0.27909 | 2.3426 | 0 | 0.50573 | 0.42088 | 0 | 3.6077
2025-04-29 07:00 | 0.21239 | 29.2887 | -88.8178 | 64.7801 | 0.19973 | 0.63518 | 0.47432 | 0.47432 | 0.47432 | 133.9135 | 0 | 0 | 0 | 0.63518 | 0.49929 | 0.47432 | 0 | 0 | 5.143 | 3.1153 | 0.1359 | 0 | 0.1359 | 12.8119 | 55.6593 | 0 | 2.4168 | 2.4168 | 0.28793 | 2.4168 | 0 | 0.52175 | 0.50815 | 0 | 3.7504
2025-04-29 08:00 | 0.16991 | 41.995 | -80.0324 | 50.4122 | 0.16034 | 0.50992 | 0.36228 | 0.36228 | 0.36228 | 140.7549 | 0 | 0 | 0 | 0.50992 | 0.38134 | 0.36228 | 0 | 0 | 5.143 | 3.224 | 0.12858 | 0 | 0.12858 | 12.9269 | 56.1589 | 0 | 1.8459 | 1.8459 | 0.21991 | 1.8459 | 0 | 0.3985 | 0.40794 | 0 | 3.7339
2025-04-29 09:00 | 0.60128 | 54.2851 | -68.2267 | 36.39 | 0.59204 | 1.8828 | 0.37012 | 0.37012 | 0.37012 | 508.6913 | 0 | 0 | 0 | 1.8828 | 0.3896 | 0.37012 | 0 | 0 | 5.143 | 3.3268 | 1.4932 | 0 | 1.4932 | 14.2624 | 61.961 | 0 | 1.8859 | 1.8859 | 0.22468 | 1.8859 | 0 | 0.40714 | 1.5062 | 0 | 5.2096
2025-04-29 10:00 | 0.80408 | 65.2404 | -48.834 | 23.3826 | 0.81508 | 2.5921 | 0.5734 | 0.5734 | 0.5734 | 452.0541 | 0 | 0 | 0 | 2.5921 | 0.60358 | 0.5734 | 0 | 0 | 4.536 | 4.5214 | 1.9885 | 0 | 1.9885 | 16.041 | 69.6877 | 0 | 2.9217 | 2.9217 | 0.34808 | 2.9217 | 0 | 0.63074 | 2.0737 | 0 | 7.1135
2025-04-29 11:00 | 0.89086 | 71.9778 | -12.5022 | 14.4879 | 0.9123 | 2.9013 | 0.33773 | 0.33773 | 0.33773 | 859.0511 | 0 | 0 | 0 | 2.9013 | 0.3555 | 0.33773 | 0 | 0 | 3.3002 | 6.0061 | 2.5458 | 0 | 2.5458 | 18.318 | 79.5798 | 0 | 1.7208 | 1.7208 | 0.20501 | 1.7208 | 0 | 0.3715 | 2.321 | 0 | 8.9074
2025-04-29 12:00 | 1.0312 | 69.6526 | 32.3189 | 17.7221 | 1.059 | 3.3679 | 0.70769 | 0.70769 | 0.70769 | 475.8992 | 0.8204 | 0 | 0 | 3.3679 | 0.74494 | 0.70769 | 0 | 0 | 1.8026 | 6.0061 | 1.8026 | 0 | 1.8026 | 19.9303 | 86.584 | 0 | 3.6059 | 3.6059 | 0.42959 | 3.6059 | 0 | 0.77846 | 2.6943 | 0 | 9.374
2025-04-29 13:00 | 0.91218 | 60.3399 | 59.4367 | 29.3113 | 0.92569 | 2.9439 | 0.96196 | 0.96196 | 0.96196 | 306.028 | 0.96377 | 0 | 0 | 2.9439 | 1.0126 | 0.96196 | 0 | 0 | 0.9675 | 6.0061 | 0.9675 | 0 | 0.9675 | 20.7956 | 90.3435 | 0 | 4.9015 | 4.9015 | 0.58394 | 4.9015 | 0 | 1.0582 | 2.3551 | 0 | 8.95
2025-04-29 14:00 | 0.80683 | 48.5678 | 74.3713 | 42.9476 | 0.79824 | 2.5385 | 0.91696 | 0.91696 | 0.91696 | 276.8436 | 0.87693 | 0 | 0 | 2.5385 | 0.96522 | 0.91696 | 0 | 0 | 0.69639 | 6.0061 | 0.69639 | 0 | 0.69639 | 21.4185 | 93.0494 | 0 | 4.6722 | 4.6722 | 0.55663 | 4.6722 | 0 | 1.0087 | 2.0308 | 0 | 8.5447
2025-04-29 15:00 | 0.65955 | 36.0162 | 84.4108 | 57.1734 | 0.61854 | 1.9671 | 0.75992 | 0.75992 | 0.75992 | 258.8547 | 0.66592 | 0 | 0 | 1.9671 | 0.79991 | 0.75992 | 0 | 0 | 0.50125 | 6.0061 | 0.50125 | 0 | 0.50125 | 21.8668 | 94.9971 | 0 | 3.872 | 3.872 | 0.4613 | 3.872 | 0 | 0.83591 | 1.5737 | 0 | 7.9732
2025-04-29 16:00 | 0.36119 | 23.2549 | 92.4998 | 71.6225 | 0.30106 | 0.95743 | 0.997 | 0.997 | 0.997 | 96.0306 | 0 | 0 | 0 | 0.95743 | 1.0495 | 0.997 | 0 | 0 | 0.36079 | 6.0061 | 0 | 0.092049 | -0.092049 | 21.7639 | 94.55 | 0 | 5.08 | 5.08 | 0.60522 | 5.08 | 0 | 1.0967 | 0.76594 | 0 | 6.9636
2025-04-29 17:00 | 0.13375 | 10.5639 | 99.9691 | 86.1602 | 0.084229 | 0.26786 | 1.0678 | 1.0678 | 1.0678 | 25.0844 | 0 | 2.2204e-16 | 0 | 0.26786 | 1.124 | 1.0678 | 0 | 0 | 0.60115 | 6.0061 | 0 | 0.85619 | -0.85619 | 20.8067 | 90.3914 | 0 | 5.441 | 5.441 | 0.64822 | 5.441 | 0 | 1.1746 | 0.21429 | 0 | 6.274
2025-04-29 18:00 | 0.0088221 | 0 | 107.6283 | 90 | 0 | 0 | 0.80407 | 0.80407 | 0.80407 | 0 | 0 | 0 | 0 | 0 | 0.84639 | 0.80407 | 0 | 0 | 1.4239 | 6.0061 | 0 | 0.84639 | -0.84639 | 19.8604 | 86.2804 | 0 | 4.097 | 4.097 | 0.4881 | 4.097 | 0 | 0.88447 | 0 | 0 | 6.0061
2025-04-29 19:00 | 0 | 0 | 116.1725 | 90 | 0 | 0 | 0.56457 | 0.56457 | 0.56457 | 0 | 0 | 0 | 0 | 0 | 0.59428 | 0.56457 | 0 | 0 | 2.0749 | 6.0061 | 0 | 0.59428 | -0.59428 | 19.1959 | 83.3939 | 0 | 2.8767 | 2.8767 | 0.34271 | 2.8767 | 0 | 0.62103 | 0 | 0 | 6.0061
2025-04-29 20:00 | 0 | 0 | 126.3762 | 90 | 0 | 0 | 1.1698 | 1.1698 | 1.1698 | 0 | 0 | 0 | 0.0307 | 0 | 1.2314 | 1.1698 | 0 | 0 | 2.4299 | 6.0061 | 0 | 1.2314 | -1.2314 | 17.8192 | 77.413 | 0 | 5.9604 | 5.9604 | 0.7101 | 5.9604 | 0 | 1.2868 | 0 | 0 | 6.0061
2025-04-29 21:00 | 0 | 0 | 139.1572 | 90 | 0 | 0 | 0.72293 | 0.72293 | 0.72293 | 0 | 0 | 0 | 0 | 0 | 0.76098 | 0.72293 | 0 | 0 | 3.3648 | 6.0061 | 0 | 0.76098 | -0.76098 | 16.9684 | 73.7168 | 0 | 3.6836 | 3.6836 | 0.43884 | 3.6836 | 0 | 0.79522 | 0 | 0 | 6.0061
2025-04-29 22:00 | 0 | 0 | 155.3241 | 90 | 0 | 0 | 0.93498 | 0.93498 | 0.93498 | 0 | 0 | 1.1102e-16 | 0 | 0 | 0.98419 | 0.93498 | 0 | 0 | 3.7831 | 6.0061 | 0 | 0.98419 | -0.98419 | 15.8681 | 68.9365 | 0 | 4.764 | 4.764 | 0.56757 | 4.764 | 0 | 1.0285 | 0 | 0 | 6.0061
2025-04-29 23:00 | 0 | 0 | 174.6308 | 90 | 0 | 0 | 1.062 | 1.062 | 1.062 | 0 | 0 | 2.2204e-16 | 0 | 0 | 1.1179 | 1.062 | 0 | 0 | 4.4328 | 5.9575 | 0 | 1.1179 | -1.1179 | 14.6182 | 63.5065 | 0 | 5.4114 | 5.4114 | 0.6447 | 5.4114 | 0 | 1.1682 | 0 | 0 | 5.9575
2025-04-30 | 0 | 0 | -165.264 | 90 | 0 | 0 | 0.56846 | 0.56846 | 0.56846 | 0 | 0 | 1.1102e-16 | 0 | 0 | 0.59838 | 0.56846 | 0 | 0 | 5.143 | 4.8396 | 0 | 0.59838 | -0.59838 | 13.9492 | 60.6001 | 0 | 2.8965 | 2.8965 | 0.34508 | 2.8965 | 0 | 0.62531 | 0 | 0 | 4.8396
2025-04-30 01:00 | 0 | 0 | -147.3906 | 90 | 0 | 0 | 0.5177 | 0.5177 | 0.5177 | 0 | 0 | 0 | 0 | 0 | 0.54495 | 0.5177 | 0 | 0 | 5.143 | 4.2412 | 0 | 0.54495 | -0.54495 | 13.3399 | 57.9532 | 0 | 2.6378 | 2.6378 | 0.31426 | 2.6378 | 0 | 0.56947 | 0 | 0 | 4.2412
2025-04-30 02:00 | 0 | 0 | -132.9428 | 90 | 0 | 0 | 0.32268 | 0.32268 | 0.32268 | 0 | 0 | 5.5511e-17 | 0 | 0 | 0.33966 | 0.32268 | 0 | 0 | 5.143 | 3.6963 | 0 | 0.33966 | -0.33966 | 12.9602 | 56.3034 | 0 | 1.6442 | 1.6442 | 0.19588 | 1.6442 | 0 | 0.35495 | 0 | 0 | 3.6963
2025-04-30 03:00 | 0 | 0 | -121.5234 | 90 | 0 | 0 | 0.45307 | 0.45307 | 0.45307 | 0 | 0 | 5.5511e-17 | 0 | 0 | 0.47691 | 0.45307 | 0 | 0 | 5.143 | 3.3566 | 0 | 0.47691 | -0.47691 | 12.4269 | 53.987 | 0 | 2.3085 | 2.3085 | 0.27503 | 2.3085 | 0 | 0.49837 | 0 | 0 | 3.3566
2025-04-30 04:00 | 0 | 0 | -112.2228 | 90 | 0 | 0 | 0.50831 | 0.50831 | 0.50831 | 0 | 0 | 1.1102e-16 | 0 | 0 | 0.53506 | 0.50831 | 0 | 0 | 5.143 | 2.8797 | 0 | 0.53506 | -0.53506 | 11.8287 | 51.3882 | 0 | 2.59 | 2.59 | 0.30856 | 2.59 | 0 | 0.55914 | 0 | 0 | 2.8797
2025-04-30 05:00 | 0.0048082 | 4.1719 | -104.1979 | 93.7971 | 0.0045093 | 0.01434 | 0.39126 | 0.39126 | 0.39126 | 3.6651 | 0 | 5.5511e-17 | 0 | 0.01434 | 0.41186 | 0.39126 | 0 | 0 | 5.143 | 2.3446 | 0 | 0.39751 | -0.39751 | 11.3843 | 49.4574 | 0 | 1.9936 | 1.9936 | 0.23751 | 1.9936 | 0 | 0.43039 | 0.011472 | 0 | 2.359
2025-04-30 06:00 | 0.12414 | 16.7272 | -96.7349 | 79.2642 | 0.11431 | 0.36353 | 0.4184 | 0.4184 | 0.4184 | 86.8867 | 0 | 0 | 0 | 0.36353 | 0.44042 | 0.4184 | 0 | 0 | 5.143 | 1.9471 | 0 | 0.076887 | -0.076887 | 11.2983 | 49.0839 | 0 | 2.1319 | 2.1319 | 0.25398 | 2.1319 | 0 | 0.46024 | 0.29083 | 0 | 2.3106
2025-04-30 07:00 | 0.22073 | 29.4765 | -89.1218 | 64.7803 | 0.20735 | 0.6594 | 0.50704 | 0.50704 | 0.50704 | 130.0499 | 0 | 0 | 0 | 0.6594 | 0.53372 | 0.50704 | 0 | 0 | 5.143 | 1.8702 | 0.12568 | 0 | 0.12568 | 11.4107 | 49.5723 | 0 | 2.5835 | 2.5835 | 0.30779 | 2.5835 | 0 | 0.55774 | 0.52752 | 0 | 2.5296
2025-04-30 08:00 | 0.66 | 42.1896 | -80.3826 | 50.4418 | 0.63538 | 2.0206 | 0.39227 | 0.39227 | 0.39227 | 515.1129 | 0 | 0 | 0 | 2.0206 | 0.41291 | 0.39227 | 0 | 0 | 5.143 | 1.9708 | 1.6077 | 0 | 1.6077 | 12.8487 | 55.8193 | 0 | 1.9987 | 1.9987 | 0.23812 | 1.9987 | 0 | 0.43149 | 1.6165 | 0 | 3.9914
2025-04-30 09:00 | 0.55311 | 54.5024 | -68.6411 | 36.4639 | 0.53976 | 1.7165 | 0.38195 | 0.38195 | 0.38195 | 449.4075 | 0 | 0 | 0 | 1.7165 | 0.40205 | 0.38195 | 0 | 0 | 5.143 | 3.2569 | 1.3145 | 0 | 1.3145 | 14.0244 | 60.9269 | 0 | 1.9462 | 1.9462 | 0.23186 | 1.9462 | 0 | 0.42015 | 1.3732 | 0 | 4.9734
2025-04-30 10:00 | 0.70032 | 65.507 | -49.2786 | 23.5382 | 0.699 | 2.2229 | 0.56948 | 0.56948 | 0.56948 | 390.347 | 0 | 0 | 0 | 2.2229 | 0.59945 | 0.56948 | 0 | 0 | 4.5697 | 4.3085 | 1.6235 | 0 | 1.6235 | 15.4765 | 67.2353 | 0 | 2.9017 | 2.9017 | 0.34569 | 2.9017 | 0 | 0.62642 | 1.7783 | 0 | 6.5314
2025-04-30 11:00 | 0.81224 | 72.3016 | -12.5804 | 14.7878 | 0.8234 | 2.6186 | 0.27922 | 0.27922 | 0.27922 | 937.8211 | 0 | 0 | 0 | 2.6186 | 0.29391 | 0.27922 | 0 | 0 | 3.6514 | 5.6073 | 2.3247 | 0 | 2.3247 | 17.5557 | 76.2682 | 0 | 1.4227 | 1.4227 | 0.1695 | 1.4227 | 0 | 0.30714 | 2.0949 | 0 | 8.2258
2025-04-30 12:00 | 0.7295 | 69.9186 | 32.8578 | 17.9976 | 0.7313 | 2.3257 | 0.65818 | 0.65818 | 0.65818 | 353.3438 | 0 | 0 | 0 | 2.3257 | 0.69283 | 0.65818 | 0 | 0 | 2.2917 | 6.0061 | 1.6328 | 0 | 1.6328 | 19.0162 | 82.6129 | 0 | 3.3536 | 3.3536 | 0.39954 | 3.3536 | 0 | 0.724 | 1.8605 | 0 | 8.3318
2025-04-30 13:00 | 0.58005 | 60.5211 | 59.9827 | 29.4894 | 0.56829 | 1.8073 | 0.72901 | 0.72901 | 0.72901 | 247.9052 | 0 | 0 | 0 | 1.8073 | 0.76738 | 0.72901 | 0 | 0 | 1.542 | 6.0061 | 1.0399 | 0 | 1.0399 | 19.9463 | 86.6536 | 0 | 3.7145 | 3.7145 | 0.44254 | 3.7145 | 0 | 0.80191 | 1.4458 | 0 | 7.8134
2025-04-30 14:00 | 0.58653 | 48.707 | 74.8152 | 43.0713 | 0.57257 | 1.8209 | 0.7227 | 0.7227 | 0.7227 | 251.9556 | 0 | 0 | 0 | 1.8209 | 0.76073 | 0.7227 | 0 | 0 | 1.1821 | 6.0061 | 1.0601 | 0 | 1.0601 | 20.8945 | 90.773 | 0 | 3.6824 | 3.6824 | 0.4387 | 3.6824 | 0 | 0.79497 | 1.4567 | 0 | 7.827
2025-04-30 15:00 | 0.27386 | 36.1393 | 84.7825 | 57.2633 | 0.25874 | 0.82284 | 0.68639 | 0.68639 | 0.68639 | 119.8799 | 0 | 0 | 0 | 0.82284 | 0.72251 | 0.68639 | 0 | 0 | 0.71876 | 6.0061 | 0.10033 | 0 | 0.10033 | 20.9842 | 91.1628 | 0 | 3.4974 | 3.4974 | 0.41666 | 3.4974 | 0 | 0.75503 | 0.65827 | 0 | 6.829
2025-04-30 16:00 | 0.26839 | 23.3762 | 92.8278 | 71.6875 | 0.2375 | 0.7553 | 0.81701 | 0.81701 | 0.81701 | 92.447 | 0 | 0 | 0 | 0.7553 | 0.86001 | 0.81701 | 0 | 0 | 0.90778 | 6.0061 | 0 | 0.10471 | -0.10471 | 20.8671 | 90.6542 | 0 | 4.1629 | 4.1629 | 0.49596 | 4.1629 | 0 | 0.89871 | 0.60424 | 0 | 6.7615
2025-04-30 17:00 | 0.096372 | 10.6929 | 100.2723 | 86.2038 | 0.080981 | 0.25753 | 0.73538 | 0.73538 | 0.73538 | 35.0206 | 0 | 0 | 0 | 0.25753 | 0.77408 | 0.73538 | 0 | 0 | 1.1283 | 6.0061 | 0 | 0.51655 | -0.51655 | 20.2896 | 88.1453 | 0 | 3.747 | 3.747 | 0.4464 | 3.747 | 0 | 0.80891 | 0.20603 | 0 | 6.2637
2025-04-30 18:00 | 0.0017041 | 0 | 107.9191 | 90 | 0 | 0 | 0.84766 | 0.84766 | 0.84766 | 0 | 0 | 0 | 0 | 0 | 0.89227 | 0.84766 | 0 | 0 | 1.6308 | 6.0061 | 0 | 0.89227 | -0.89227 | 19.292 | 83.8114 | 0 | 4.3191 | 4.3191 | 0.51456 | 4.3191 | 0 | 0.93243 | 0 | 0 | 6.0061
2025-04-30 19:00 | 0 | 0 | 116.458 | 90 | 0 | 0 | 0.82354 | 0.82354 | 0.82354 | 0 | 0 | 1.1102e-16 | 0 | 0 | 0.86689 | 0.82354 | 0 | 0 | 2.3685 | 6.0061 | 0 | 0.86689 | -0.86689 | 18.3228 | 79.6008 | 0 | 4.1962 | 4.1962 | 0.49992 | 4.1962 | 0 | 0.9059 | 0 | 0 | 6.0061
2025-04-30 20:00 | 0 | 0 | 126.6561 | 90 | 0 | 0 | 0.8917 | 0.8917 | 0.8917 | 0 | 0 | 1.1102e-16 | 0 | 0 | 0.93863 | 0.8917 | 0 | 0 | 2.9809 | 6.0061 | 0 | 0.93863 | -0.93863 | 17.2734 | 75.0417 | 0 | 4.5435 | 4.5435 | 0.54129 | 4.5435 | 0 | 0.98087 | 0 | 0 | 6.0061
2025-04-30 21:00 | 0 | 0 | 139.4175 | 90 | 0 | 0 | 0.81946 | 0.81946 | 0.81946 | 0 | 0 | 0 | 0 | 0 | 0.86259 | 0.81946 | 0 | 0 | 3.6168 | 6.0061 | 0 | 0.86259 | -0.86259 | 16.309 | 70.852 | 0 | 4.1754 | 4.1754 | 0.49744 | 4.1754 | 0 | 0.90141 | 0 | 0 | 6.0061
2025-04-30 22:00 | 0 | 0 | 155.5267 | 90 | 0 | 0 | 0.67946 | 0.67946 | 0.67946 | 0 | 0 | 1.1102e-16 | 0 | 0 | 0.71522 | 0.67946 | 0 | 0 | 4.1554 | 6.0061 | 0 | 0.71522 | -0.71522 | 15.5094 | 67.3781 | 0 | 3.4621 | 3.4621 | 0.41246 | 3.4621 | 0 | 0.74741 | 0 | 0 | 6.0061
2025-04-30 23:00 | 0 | 0 | 174.7204 | 90 | 0 | 0 | 0.77115 | 0.77115 | 0.77115 | 0 | 0 | 1.1102e-16 | 0 | 0 | 0.81174 | 0.77115 | 0 | 0 | 4.561 | 5.6367 | 0 | 0.81174 | -0.81174 | 14.6018 | 63.4354 | 0 | 3.9292 | 3.9292 | 0.46812 | 3.9292 | 0 | 0.84827 | 0 | 0 | 5.6367
2025-05-01 | 0 | 0 | -165.313 | 90 | 0 | 0 | 0.51442 | 0.51442 | 0.51442 | 0 | 0 | 1.1102e-16 | 0 | 0 | 0.5415 | 0.51442 | 0 | 0 | 5.0755 | 4.8249 | 0 | 0.5415 | -0.5415 | 13.9964 | 60.8053 | 0 | 1.6046 | 1.6046 | 0.19117 | 1.6046 | 0 | 0.56586 | 0 | 0 | 4.8249
2025-05-01 01:00 | 0 | 0 | -147.5407 | 90 | 0 | 0 | 0.5143 | 0.5143 | 0.5143 | 0 | 0 | 1.1102e-16 | 0 | 0 | 0.54136 | 0.5143 | 0 | 0 | 5.143 | 4.2834 | 0 | 0.54136 | -0.54136 | 13.3911 | 58.1758 | 0 | 1.6042 | 1.6042 | 0.19112 | 1.6042 | 0 | 0.56573 | 0 | 0 | 4.2834
2025-05-01 02:00 | 0 | 0 | -133.146 | 90 | 0 | 0 | 0.43619 | 0.43619 | 0.43619 | 0 | 0 | 5.5511e-17 | 0 | 0 | 0.45915 | 0.43619 | 0 | 0 | 5.143 | 3.7421 | 0 | 0.45915 | -0.45915 | 12.8778 | 55.9456 | 0 | 1.3606 | 1.3606 | 0.1621 | 1.3606 | 0 | 0.47981 | 0 | 0 | 3.7421
2025-05-01 03:00 | 0 | 0 | -121.7505 | 90 | 0 | 0 | 0.4923 | 0.4923 | 0.4923 | 0 | 0 | 5.5511e-17 | 0 | 0 | 0.51821 | 0.4923 | 0 | 0 | 5.143 | 3.2829 | 0 | 0.51821 | -0.51821 | 12.2984 | 53.4286 | 0 | 1.5356 | 1.5356 | 0.18295 | 1.5356 | 0 | 0.54153 | 0 | 0 | 3.2829
2025-05-01 04:00 | 0 | 0 | -112.463 | 90 | 0 | 0 | 0.42161 | 0.42161 | 0.42161 | 0 | 0 | 5.5511e-17 | 0 | 0 | 0.4438 | 0.42161 | 0 | 0 | 5.143 | 2.7647 | 0 | 0.4438 | -0.4438 | 11.8022 | 51.273 | 0 | 1.3151 | 1.3151 | 0.15668 | 1.3151 | 0 | 0.46377 | 0 | 0 | 2.7647
2025-05-01 05:00 | 0.085762 | 4.3691 | -104.451 | 93.7558 | 0.0055788 | 0.017741 | 0.51638 | 0.51638 | 0.51638 | 3.4357 | 0 | 1.1102e-16 | 0 | 0.017741 | 0.54356 | 0.51638 | 0 | 0 | 5.143 | 2.3209 | 0 | 0.52582 | -0.52582 | 11.2143 | 48.7191 | 0 | 1.6107 | 1.6107 | 0.1919 | 1.6107 | 0 | 0.56802 | 0.014193 | 0 | 2.3387
2025-05-01 06:00 | 0.31377 | 16.9137 | -97.0069 | 79.2438 | 0.21109 | 0.67131 | 0.45173 | 0.45173 | 0.45173 | 148.6081 | 0 | 0 | 0 | 0.67131 | 0.47551 | 0.45173 | 0 | 0 | 5.143 | 1.7951 | 0.1958 | 0 | 0.1958 | 11.3895 | 49.4799 | 0 | 1.4091 | 1.4091 | 0.16787 | 1.4091 | 0 | 0.49691 | 0.53705 | 0 | 2.4664
2025-05-01 07:00 | 0.47015 | 29.6596 | -89.4238 | 64.7832 | 0.41585 | 1.3225 | 0.57487 | 0.57487 | 0.57487 | 230.0483 | 0 | 0 | 0 | 1.3225 | 0.60512 | 0.57487 | 0 | 0 | 5.143 | 1.9517 | 0.71735 | 0 | 0.71735 | 12.0311 | 52.2673 | 0 | 1.7932 | 1.7932 | 0.21363 | 1.7932 | 0 | 0.63235 | 1.058 | 0 | 3.2742
2025-05-01 08:00 | 0.66539 | 42.3791 | -80.7316 | 50.4743 | 0.63808 | 2.0292 | 0.47851 | 0.47851 | 0.47851 | 424.0661 | 0 | 0 | 0 | 2.0292 | 0.50369 | 0.47851 | 0 | 0 | 5.143 | 2.5256 | 1.5255 | 0 | 1.5255 | 13.3956 | 58.1949 | 0 | 1.4926 | 1.4926 | 0.17782 | 1.4926 | 0 | 0.52636 | 1.6234 | 0 | 4.5548
2025-05-01 09:00 | 0.81564 | 54.7139 | -69.0563 | 36.5408 | 0.81241 | 2.5836 | 0.44728 | 0.44728 | 0.44728 | 577.6277 | 0 | 0 | 0 | 2.5836 | 0.47082 | 0.44728 | 0 | 0 | 4.9669 | 3.746 | 2.1128 | 0 | 2.1128 | 15.2853 | 66.4046 | 0 | 1.3952 | 1.3952 | 0.16622 | 1.3952 | 0 | 0.49201 | 2.0669 | 0 | 6.3296
2025-05-01 10:00 | 0.97279 | 65.7677 | -49.7298 | 23.6964 | 0.98801 | 3.142 | 0.40178 | 0.40178 | 0.40178 | 782.0341 | 0 | 0 | 0 | 3.142 | 0.42293 | 0.40178 | 0 | 0 | 3.671 | 5.4363 | 2.7191 | 0 | 2.7191 | 17.7173 | 76.9703 | 0 | 1.2533 | 1.2533 | 0.14931 | 1.2533 | 0 | 0.44196 | 2.5136 | 0 | 8.5783
2025-05-01 11:00 | 1.1273 | 72.6208 | -12.6663 | 15.0853 | 1.1538 | 3.6694 | 0.59251 | 0.59251 | 0.59251 | 619.3002 | 0.96858 | 0 | 0 | 3.6694 | 0.62369 | 0.59251 | 0 | 0 | 2.0771 | 6.0061 | 2.0771 | 0 | 2.0771 | 19.5752 | 85.0414 | 0 | 1.8482 | 1.8482 | 0.22019 | 1.8482 | 0 | 0.65176 | 2.9355 | 0 | 9.6755
2025-05-01 12:00 | 1.0072 | 70.1804 | 33.3984 | 18.2698 | 1.0279 | 3.269 | 0.92765 | 0.92765 | 0.92765 | 352.3893 | 1.2137 | 0 | 0 | 3.269 | 0.97648 | 0.92765 | 0 | 0 | 1.0787 | 6.0061 | 1.0787 | 0 | 1.0787 | 20.54 | 89.2331 | 0 | 2.8936 | 2.8936 | 0.34474 | 2.8936 | 0 | 1.0204 | 2.6152 | 0 | 9.2751
2025-05-01 13:00 | 0.96052 | 60.6992 | 60.5251 | 29.6656 | 0.96868 | 3.0806 | 1.1881 | 1.1881 | 1.1881 | 259.2897 | 1.0535 | 0 | 0.050813 | 3.0806 | 1.2506 | 1.1881 | 0 | 0 | 0.77646 | 6.0061 | 0.77646 | 0 | 0.77646 | 21.2345 | 92.2502 | 0 | 3.706 | 3.706 | 0.44151 | 3.706 | 0 | 1.3069 | 2.4644 | 0 | 9.0867
2025-05-01 14:00 | 0.85362 | 48.8443 | 75.2542 | 43.1932 | 0.83819 | 2.6656 | 0.78484 | 0.78484 | 0.78484 | 339.6361 | 1.2806 | 0 | 0 | 2.6656 | 0.82614 | 0.78484 | 0 | 0 | 0.55888 | 6.0061 | 0.55888 | 0 | 0.55888 | 21.7344 | 94.4219 | 0 | 2.4481 | 2.4481 | 0.29166 | 2.4481 | 0 | 0.86332 | 2.1325 | 0 | 8.6717
2025-05-01 15:00 | 0.61308 | 36.2612 | 85.1495 | 57.3513 | 0.56946 | 1.811 | 0.88589 | 0.88589 | 0.88589 | 204.4245 | 0.47619 | 0 | 0 | 1.811 | 0.93251 | 0.88589 | 0 | 0 | 0.40227 | 6.0061 | 0.40227 | 0 | 0.40227 | 22.0942 | 95.985 | 0 | 2.7634 | 2.7634 | 0.32922 | 2.7634 | 0 | 0.97448 | 1.4488 | 0 | 7.8171
2025-05-01 16:00 | 0.44945 | 23.4968 | 93.1512 | 71.7503 | 0.36319 | 1.155 | 0.82737 | 0.82737 | 0.82737 | 139.6015 | 0 | 0 | 0 | 1.155 | 0.87092 | 0.82737 | 0 | 0 | 0.28955 | 6.0061 | 0.28411 | 0 | 0.28411 | 22.3483 | 97.0889 | 0 | 2.5808 | 2.5808 | 0.30747 | 2.5808 | 0 | 0.91011 | 0.92402 | 0 | 7.1612
2025-05-01 17:00 | 0.1747 | 10.8215 | 100.5708 | 86.2452 | 0.076447 | 0.24311 | 0.82509 | 0.82509 | 0.82509 | 29.4649 | 0 | 0 | 0 | 0.24311 | 0.86852 | 0.82509 | 0 | 0 | 0.21231 | 6.0061 | 0 | 0.62541 | -0.62541 | 21.6491 | 94.0512 | 0 | 2.5737 | 2.5737 | 0.30662 | 2.5737 | 0 | 0.9076 | 0.19449 | 0 | 6.2493
2025-05-01 18:00 | 0.014517 | 0 | 108.2049 | 90 | 0 | 0 | 0.70966 | 0.70966 | 0.70966 | 0 | 0 | 1.1102e-16 | 0 | 0 | 0.74701 | 0.70966 | 0 | 0 | 0.86376 | 6.0061 | 0 | 0.74701 | -0.74701 | 20.8139 | 90.4229 | 0 | 2.2136 | 2.2136 | 0.26372 | 2.2136 | 0 | 0.78063 | 0 | 0 | 6.0061
2025-05-01 19:00 | 0 | 0 | 116.7381 | 90 | 0 | 0 | 0.77723 | 0.77723 | 0.77723 | 0 | 0 | 0 | 0 | 0 | 0.81813 | 0.77723 | 0 | 0 | 1.4768 | 6.0061 | 0 | 0.81813 | -0.81813 | 19.8992 | 86.4491 | 0 | 2.4244 | 2.4244 | 0.28883 | 2.4244 | 0 | 0.85495 | 0 | 0 | 6.0061
2025-05-01 20:00 | 0 | 0 | 126.93 | 90 | 0 | 0 | 0.76585 | 0.76585 | 0.76585 | 0 | 0 | 0 | 0 | 0 | 0.80616 | 0.76585 | 0 | 0 | 2.0704 | 6.0061 | 0 | 0.80616 | -0.80616 | 18.9979 | 82.5335 | 0 | 2.3889 | 2.3889 | 0.28461 | 2.3889 | 0 | 0.84244 | 0 | 0 | 6.0061
2025-05-01 21:00 | 0 | 0 | 139.671 | 90 | 0 | 0 | 0.71518 | 0.71518 | 0.71518 | 0 | 0 | 1.1102e-16 | 0 | 0 | 0.75282 | 0.71518 | 0 | 0 | 2.6059 | 6.0061 | 0 | 0.75282 | -0.75282 | 18.1562 | 78.877 | 0 | 2.2308 | 2.2308 | 0.26577 | 2.2308 | 0 | 0.78669 | 0 | 0 | 6.0061
2025-05-01 22:00 | 0 | 0 | 155.7227 | 90 | 0 | 0 | 0.88675 | 0.88675 | 0.88675 | 0 | 0 | 1.1102e-16 | 0 | 0 | 0.93343 | 0.88675 | 0 | 0 | 3.0746 | 6.0061 | 0 | 0.93343 | -0.93343 | 17.1126 | 74.3432 | 0 | 2.7661 | 2.7661 | 0.32954 | 2.7661 | 0 | 0.97543 | 0 | 0 | 6.0061
2025-05-01 23:00 | 0 | 0 | 174.8055 | 90 | 0 | 0 | 0.92497 | 0.92497 | 0.92497 | 0 | 0 | 1.1102e-16 | 0 | 0 | 0.97365 | 0.92497 | 0 | 0 | 3.7053 | 6.0061 | 0 | 0.97365 | -0.97365 | 16.024 | 69.6141 | 0 | 2.8852 | 2.8852 | 0.34374 | 2.8852 | 0 | 1.0175 | 0 | 0 | 6.0061
2025-05-02 | 0 | 0 | -165.3635 | 90 | 0 | 0 | 0.31079 | 0.31079 | 0.31079 | 0 | 0 | 5.5511e-17 | 0 | 0 | 0.32714 | 0.31079 | 0 | 0 | 4.3441 | 6.0061 | 0 | 0.32714 | -0.32714 | 15.6583 | 68.0251 | 0 | 0.96943 | 0.96943 | 0.11549 | 0.96943 | 0 | 0.34186 | 0 | 0 | 6.0061
2025-05-02 01:00 | 0 | 0 | -147.6896 | 90 | 0 | 0 | 0.24346 | 0.24346 | 0.24346 | 0 | 0 | 2.7756e-17 | 0 | 0 | 0.25627 | 0.24346 | 0 | 0 | 4.3847 | 5.7699 | 0 | 0.25627 | -0.25627 | 15.3718 | 66.7803 | 0 | 0.75942 | 0.75942 | 0.090474 | 0.75942 | 0 | 0.2678 | 0 | 0 | 5.7699
2025-05-02 02:00 | 0 | 0 | -133.3471 | 90 | 0 | 0 | 0.43014 | 0.43014 | 0.43014 | 0 | 0 | 0 | 0 | 0 | 0.45278 | 0.43014 | 0 | 0 | 4.4535 | 5.5136 | 0 | 0.45278 | -0.45278 | 14.8655 | 64.5811 | 0 | 1.3417 | 1.3417 | 0.15985 | 1.3417 | 0 | 0.47315 | 0 | 0 | 5.5136
2025-05-02 03:00 | 0 | 0 | -121.9753 | 90 | 0 | 0 | 0.39418 | 0.39418 | 0.39418 | 0 | 0 | 5.5511e-17 | 0 | 0 | 0.41492 | 0.39418 | 0 | 0 | 4.7496 | 5.0608 | 0 | 0.41492 | -0.41492 | 14.4017 | 62.5658 | 0 | 1.2296 | 1.2296 | 0.14648 | 1.2296 | 0 | 0.43359 | 0 | 0 | 5.0608
2025-05-02 04:00 | 0 | 0 | -112.7008 | 90 | 0 | 0 | 0.28192 | 0.28192 | 0.28192 | 0 | 0 | 0 | 0 | 0 | 0.29676 | 0.28192 | 0 | 0 | 5.0037 | 4.6459 | 0 | 0.29676 | -0.29676 | 14.0699 | 61.1244 | 0 | 0.87939 | 0.87939 | 0.10477 | 0.87939 | 0 | 0.31011 | 0 | 0 | 4.6459
2025-05-02 05:00 | 0.07352 | 4.5619 | -104.7017 | 93.7168 | 0.011746 | 0.037355 | 0.39297 | 0.39297 | 0.39297 | 9.5058 | 0 | 0 | 0 | 0.037355 | 0.41366 | 0.39297 | 0 | 0 | 5.143 | 4.3492 | 0 | 0.3763 | -0.3763 | 13.6491 | 59.2967 | 0 | 1.2258 | 1.2258 | 0.14604 | 1.2258 | 0 | 0.43227 | 0.029884 | 0 | 4.3865
2025-05-02 06:00 | 0.31787 | 17.0956 | -97.2766 | 79.226 | 0.21214 | 0.67464 | 0.25101 | 0.25101 | 0.25101 | 268.7711 | 0 | 0 | 0 | 0.67464 | 0.26422 | 0.25101 | 0 | 0 | 5.143 | 3.9729 | 0.41042 | 0 | 0.41042 | 14.0162 | 60.8914 | 0 | 0.78297 | 0.78297 | 0.09328 | 0.78297 | 0 | 0.27611 | 0.53971 | 0 | 4.6475
2025-05-02 07:00 | 0.55675 | 29.8379 | -89.7239 | 64.7887 | 0.48734 | 1.5498 | 0.3123 | 0.3123 | 0.3123 | 496.256 | 0 | 0 | 0 | 1.5498 | 0.32874 | 0.3123 | 0 | 0 | 5.0005 | 4.3012 | 1.2211 | 0 | 1.2211 | 15.1084 | 65.6362 | 0 | 0.97417 | 0.97417 | 0.11606 | 0.97417 | 0 | 0.34353 | 1.2399 | 0 | 5.851
2025-05-02 08:00 | 0.71322 | 42.5633 | -81.0792 | 50.5096 | 0.68128 | 2.1666 | 0.27441 | 0.27441 | 0.27441 | 789.5371 | 0 | 0 | 0 | 2.1666 | 0.28885 | 0.27441 | 0 | 0 | 4.1311 | 5.2781 | 1.8777 | 0 | 1.8777 | 16.7879 | 72.9325 | 0 | 0.85597 | 0.85597 | 0.10198 | 0.85597 | 0 | 0.30185 | 1.7333 | 0 | 7.4446
2025-05-02 09:00 | 0.775 | 54.9196 | -69.472 | 36.6207 | 0.7684 | 2.4436 | 0.34777 | 0.34777 | 0.34777 | 702.654 | 0 | 0 | 0 | 2.4436 | 0.36608 | 0.34777 | 0 | 0 | 2.9376 | 6.0061 | 2.0776 | 0 | 2.0776 | 18.6461 | 81.0053 | 0 | 1.0848 | 1.0848 | 0.12924 | 1.0848 | 0 | 0.38255 | 1.9549 | 0 | 8.4498
2025-05-02 10:00 | 0.91837 | 66.0221 | -50.1872 | 23.857 | 0.92907 | 2.9546 | 0.20205 | 0.20205 | 0.20205 | 1462.325 | 0.99599 | 0 | 0 | 2.9546 | 0.21268 | 0.20205 | 0 | 0 | 1.7459 | 6.0061 | 1.7459 | 0 | 1.7459 | 20.2077 | 87.7895 | 0 | 0.63025 | 0.63025 | 0.075086 | 0.63025 | 0 | 0.22225 | 2.3637 | 0 | 8.9608
2025-05-02 11:00 | 0.98407 | 72.9352 | -12.7604 | 15.3801 | 1.0031 | 3.1901 | 0.28998 | 0.28998 | 0.28998 | 1100.126 | 2.0043 | 0 | 0 | 3.1901 | 0.30524 | 0.28998 | 0 | 0 | 0.88057 | 6.0061 | 0.88057 | 0 | 0.88057 | 20.9953 | 91.2111 | 0 | 0.90452 | 0.90452 | 0.10776 | 0.90452 | 0 | 0.31897 | 2.5521 | 0 | 9.1962
2025-05-02 12:00 | 1.0391 | 70.4379 | 33.9403 | 18.5387 | 1.0576 | 3.3632 | 0.54849 | 0.54849 | 0.54849 | 613.1709 | 2.152 | 0 | 0 | 3.3632 | 0.57736 | 0.54849 | 0 | 0 | 0.63382 | 6.0061 | 0.63382 | 0 | 0.63382 | 21.5622 | 93.674 | 0 | 1.7109 | 1.7109 | 0.20383 | 1.7109 | 0 | 0.60334 | 2.6906 | 0 | 9.3694
2025-05-02 13:00 | 0.91703 | 60.8741 | 61.0635 | 29.84 | 0.92159 | 2.9308 | 0.33868 | 0.33868 | 0.33868 | 865.3483 | 2.1181 | 0 | 0 | 2.9308 | 0.35651 | 0.33868 | 0 | 0 | 0.45621 | 6.0061 | 0.45621 | 0 | 0.45621 | 21.9703 | 95.4467 | 0 | 1.0565 | 1.0565 | 0.12586 | 1.0565 | 0 | 0.37255 | 2.3446 | 0 | 8.937
2025-05-02 14:00 | 0.72908 | 48.9797 | 75.6881 | 43.3133 | 0.71248 | 2.2658 | 0.75982 | 0.75982 | 0.75982 | 298.2021 | 1.1376 | 0 | 0 | 2.2658 | 0.79981 | 0.75982 | 0 | 0 | 0.32837 | 6.0061 | 0.32837 | 0 | 0.32837 | 22.264 | 96.7226 | 0 | 2.3701 | 2.3701 | 0.28237 | 2.3701 | 0 | 0.8358 | 1.8126 | 0 | 8.272
2025-05-02 15:00 | 0.59783 | 36.3821 | 85.5114 | 57.4373 | 0.55284 | 1.7581 | 0.77267 | 0.77267 | 0.77267 | 227.5394 | 0.70843 | 0 | 0 | 1.7581 | 0.81333 | 0.77267 | 0 | 0 | 0.23635 | 6.0061 | 0.23635 | 0 | 0.23635 | 22.4754 | 97.641 | 0 | 2.4102 | 2.4102 | 0.28714 | 2.4102 | 0 | 0.84993 | 1.4065 | 0 | 7.7643
2025-05-02 16:00 | 0.3935 | 23.6167 | 93.4697 | 71.811 | 0.31784 | 1.0108 | 0.55246 | 0.55246 | 0.55246 | 182.9588 | 0.25912 | 0 | 0 | 1.0108 | 0.58154 | 0.55246 | 0 | 0 | 0.17012 | 6.0061 | 0.17012 | 0 | 0.17012 | 22.6276 | 98.302 | 0 | 1.7233 | 1.7233 | 0.20531 | 1.7233 | 0 | 0.60771 | 0.80862 | 0 | 7.0169
2025-05-02 17:00 | 0.2049 | 10.9497 | 100.8646 | 86.2842 | 0.079662 | 0.25334 | 0.50452 | 0.50452 | 0.50452 | 50.2143 | 0 | 0 | 0 | 0.25334 | 0.53107 | 0.50452 | 0 | 0 | 0.12245 | 6.0061 | 0 | 0.27773 | -0.27773 | 22.317 | 96.9531 | 0 | 1.5737 | 1.5737 | 0.18749 | 1.5737 | 0 | 0.55497 | 0.20267 | 0 | 6.2595
2025-05-02 18:00 | 0.018232 | 0 | 108.4859 | 90 | 0 | 0 | 0.87983 | 0.87983 | 0.87983 | 0 | 0 | 1.1102e-16 | 0 | 0 | 0.92614 | 0.87983 | 0 | 0 | 0.42512 | 6.0061 | 0 | 0.92614 | -0.92614 | 21.2816 | 92.4547 | 0 | 2.7445 | 2.7445 | 0.32696 | 2.7445 | 0 | 0.96782 | 0 | 0 | 6.0061
2025-05-02 19:00 | 0 | 0 | 117.0128 | 90 | 0 | 0 | 0.48222 | 0.48222 | 0.48222 | 0 | 0 | 0 | 0 | 0 | 0.5076 | 0.48222 | 0 | 0 | 1.2275 | 6.0061 | 0 | 0.5076 | -0.5076 | 20.7141 | 89.9892 | 0 | 1.5042 | 1.5042 | 0.1792 | 1.5042 | 0 | 0.53044 | 0 | 0 | 6.0061
2025-05-02 20:00 | 0 | 0 | 127.1979 | 90 | 0 | 0 | 0.54984 | 0.54984 | 0.54984 | 0 | 0 | 0 | 0 | 0 | 0.57878 | 0.54984 | 0 | 0 | 1.5402 | 6.0061 | 0 | 0.57878 | -0.57878 | 20.067 | 87.178 | 0 | 1.7151 | 1.7151 | 0.20433 | 1.7151 | 0 | 0.60482 | 0 | 0 | 6.0061
2025-05-02 21:00 | 0 | 0 | 139.918 | 90 | 0 | 0 | 0.63666 | 0.63666 | 0.63666 | 0 | 0 | 0 | 0 | 0 | 0.67017 | 0.63666 | 0 | 0 | 1.9147 | 6.0061 | 0 | 0.67017 | -0.67017 | 19.3177 | 83.9229 | 0 | 1.9859 | 1.9859 | 0.2366 | 1.9859 | 0 | 0.70032 | 0 | 0 | 6.0061
2025-05-02 22:00 | 0 | 0 | 155.9121 | 90 | 0 | 0 | 0.64561 | 0.64561 | 0.64561 | 0 | 0 | 0 | 0 | 0 | 0.67959 | 0.64561 | 0 | 0 | 2.3632 | 6.0061 | 0 | 0.67959 | -0.67959 | 18.5579 | 80.6221 | 0 | 2.0138 | 2.0138 | 0.23992 | 2.0138 | 0 | 0.71017 | 0 | 0 | 6.0061
2025-05-02 23:00 | 0 | 0 | 174.8859 | 90 | 0 | 0 | 0.7026 | 0.7026 | 0.7026 | 0 | 0 | 1.1102e-16 | 0 | 0 | 0.73958 | 0.7026 | 0 | 0 | 2.8026 | 6.0061 | 0 | 0.73958 | -0.73958 | 17.731 | 77.0298 | 0 | 2.1916 | 2.1916 | 0.2611 | 2.1916 | 0 | 0.77286 | 0 | 0 | 6.0061
2025-05-03 | 0 | 0 | -165.4152 | 90 | 0 | 0 | 0.077497 | 0.077497 | 0.077497 | 0 | 0 | 1.3878e-17 | 0 | 0 | 0.081576 | 0.077497 | 0 | 0 | 3.2866 | 6.0061 | 0 | 0.081576 | -0.081576 | 17.6398 | 76.6336 | 0 | 0.24174 | 0.24174 | 0.0288 | 0.24174 | 0 | 0.085247 | 0 | 0 | 6.0061
2025-05-03 01:00 | 0 | 0 | -147.8373 | 90 | 0 | 0 | 0.37004 | 0.37004 | 0.37004 | 0 | 0 | 0 | 0 | 0 | 0.38952 | 0.37004 | 0 | 0 | 3.1671 | 6.0061 | 0 | 0.38952 | -0.38952 | 17.2043 | 74.7417 | 0 | 1.1543 | 1.1543 | 0.13752 | 1.1543 | 0 | 0.40705 | 0 | 0 | 6.0061
2025-05-03 02:00 | 0 | 0 | -133.546 | 90 | 0 | 0 | 0.32197 | 0.32197 | 0.32197 | 0 | 0 | 5.5511e-17 | 0 | 0 | 0.33892 | 0.32197 | 0 | 0 | 3.4196 | 6.0061 | 0 | 0.33892 | -0.33892 | 16.8254 | 73.0955 | 0 | 1.0043 | 1.0043 | 0.11965 | 1.0043 | 0 | 0.35417 | 0 | 0 | 6.0061
2025-05-03 03:00 | 0 | 0 | -122.1976 | 90 | 0 | 0 | 0.28232 | 0.28232 | 0.28232 | 0 | 0 | 5.5511e-17 | 0 | 0 | 0.29718 | 0.28232 | 0 | 0 | 3.6211 | 6.0061 | 0 | 0.29718 | -0.29718 | 16.4931 | 71.652 | 0 | 0.88065 | 0.88065 | 0.10492 | 0.88065 | 0 | 0.31055 | 0 | 0 | 6.0061
2025-05-03 04:00 | 0 | 0 | -112.9362 | 90 | 0 | 0 | 0.29987 | 0.29987 | 0.29987 | 0 | 0 | 5.5511e-17 | 0 | 0 | 0.31565 | 0.29987 | 0 | 0 | 3.7905 | 6.0061 | 0 | 0.31565 | -0.31565 | 16.1402 | 70.1189 | 0 | 0.93539 | 0.93539 | 0.11144 | 0.93539 | 0 | 0.32986 | 0 | 0 | 6.0061
2025-05-03 05:00 | 0.045576 | 4.7503 | -104.95 | 93.6801 | 0.033946 | 0.10795 | 0.30034 | 0.30034 | 0.30034 | 35.943 | 0 | 0 | 0 | 0.10795 | 0.31615 | 0.30034 | 0 | 0 | 3.9853 | 6.0061 | 0 | 0.2082 | -0.2082 | 15.9075 | 69.1076 | 0 | 0.93686 | 0.93686 | 0.11161 | 0.93686 | 0 | 0.33038 | 0.086362 | 0 | 6.1141
2025-05-03 06:00 | 0.16518 | 17.273 | -97.5441 | 79.2106 | 0.14452 | 0.45959 | 0.26245 | 0.26245 | 0.26245 | 175.1145 | 0 | 0 | 0 | 0.45959 | 0.27626 | 0.26245 | 0 | 0 | 4.0847 | 5.9928 | 0.18332 | 0 | 0.18332 | 16.0714 | 69.82 | 0 | 0.81865 | 0.81865 | 0.097531 | 0.81865 | 0 | 0.28869 | 0.36767 | 0 | 6.4523
2025-05-03 07:00 | 0.2827 | 30.0113 | -90.0218 | 64.7969 | 0.26226 | 0.83404 | 0.31746 | 0.31746 | 0.31746 | 262.7255 | 0 | 0 | 0 | 0.83404 | 0.33417 | 0.31746 | 0 | 0 | 3.8827 | 6.0061 | 0.49988 | 0 | 0.49988 | 16.5185 | 71.7623 | 0 | 0.99025 | 0.99025 | 0.11797 | 0.99025 | 0 | 0.3492 | 0.66723 | 0 | 6.8402
2025-05-03 08:00 | 0.57462 | 42.7422 | -81.4252 | 50.5476 | 0.54715 | 1.74 | 0.34173 | 0.34173 | 0.34173 | 509.1913 | 0 | 0 | 0 | 1.74 | 0.35971 | 0.34173 | 0 | 0 | 3.5159 | 6.0061 | 1.3803 | 0 | 1.3803 | 17.7531 | 77.1259 | 0 | 1.0659 | 1.0659 | 0.12699 | 1.0659 | 0 | 0.3759 | 1.392 | 0 | 7.7462
2025-05-03 09:00 | 0.79147 | 55.1194 | -69.8878 | 36.7034 | 0.7827 | 2.4891 | 0.36656 | 0.36656 | 0.36656 | 679.049 | 0 | 0 | 0 | 2.4891 | 0.38585 | 0.36656 | 0 | 0 | 2.5836 | 6.0061 | 2.1033 | 0 | 2.1033 | 19.6344 | 85.2986 | 0 | 1.1434 | 1.1434 | 0.13622 | 1.1434 | 0 | 0.40322 | 1.9913 | 0 | 8.4953
2025-05-03 10:00 | 1.0219 | 66.2704 | -50.6507 | 24.0196 | 1.032 | 3.282 | 0.4411 | 0.4411 | 0.4411 | 744.0448 | 1.5474 | 0 | 0 | 3.282 | 0.46432 | 0.4411 | 0 | 0 | 1.2703 | 6.0061 | 1.2703 | 0 | 1.2703 | 20.7705 | 90.2345 | 0 | 1.3759 | 1.3759 | 0.16392 | 1.3759 | 0 | 0.48521 | 2.6256 | 0 | 9.2881
2025-05-03 11:00 | 0.81765 | 73.2448 | -12.8631 | 15.672 | 0.82308 | 2.6175 | 0.29675 | 0.29675 | 0.29675 | 882.0695 | 1.6009 | 0 | 0 | 2.6175 | 0.31237 | 0.29675 | 0 | 0 | 0.70425 | 6.0061 | 0.70425 | 0 | 0.70425 | 21.4004 | 92.971 | 0 | 0.92565 | 0.92565 | 0.11028 | 0.92565 | 0 | 0.32642 | 2.094 | 0 | 8.6237
2025-05-03 12:00 | 0.94879 | 70.6911 | 34.4832 | 18.804 | 0.96173 | 3.0585 | 0.69529 | 0.69529 | 0.69529 | 439.8811 | 1.8197 | 0 | 0 | 3.0585 | 0.73189 | 0.69529 | 0 | 0 | 0.5069 | 6.0061 | 0.5069 | 0 | 0.5069 | 21.8538 | 94.9407 | 0 | 2.1688 | 2.1688 | 0.25839 | 2.1688 | 0 | 0.76482 | 2.4468 | 0 | 9.0646
2025-05-03 13:00 | 0.8827 | 61.0459 | 61.5977 | 30.0123 | 0.88378 | 2.8106 | 0.65719 | 0.65719 | 0.65719 | 427.6639 | 1.7539 | 0 | 0 | 2.8106 | 0.69178 | 0.65719 | 0 | 0 | 0.36486 | 6.0061 | 0.36486 | 0 | 0.36486 | 22.1802 | 96.3584 | 0 | 2.05 | 2.05 | 0.24423 | 2.05 | 0 | 0.72291 | 2.2485 | 0 | 8.8167
2025-05-03 14:00 | 0.81634 | 49.1132 | 76.1168 | 43.4314 | 0.79552 | 2.5299 | 0.83629 | 0.83629 | 0.83629 | 302.5125 | 1.387 | 0 | 0 | 2.5299 | 0.8803 | 0.83629 | 0 | 0 | 0.26262 | 6.0061 | 0.26262 | 0 | 0.26262 | 22.4151 | 97.3788 | 0 | 2.6086 | 2.6086 | 0.31078 | 2.6086 | 0 | 0.91992 | 2.0239 | 0 | 8.536
2025-05-03 15:00 | 0.58843 | 36.5019 | 85.8683 | 57.5212 | 0.5418 | 1.723 | 0.67542 | 0.67542 | 0.67542 | 255.1053 | 0.82303 | 0 | 0 | 1.723 | 0.71097 | 0.67542 | 0 | 0 | 0.18903 | 6.0061 | 0.18903 | 0 | 0.18903 | 22.5841 | 98.1133 | 0 | 2.1068 | 2.1068 | 0.251 | 2.1068 | 0 | 0.74296 | 1.3784 | 0 | 7.7292
2025-05-03 16:00 | 0.36737 | 23.7361 | 93.7834 | 71.8695 | 0.2982 | 0.94831 | 0.80993 | 0.80993 | 0.80993 | 117.086 | 0 | 0 | 0 | 0.94831 | 0.85256 | 0.80993 | 0 | 0 | 0.13606 | 6.0061 | 0.095757 | 0 | 0.095757 | 22.6698 | 98.4854 | 0 | 2.5264 | 2.5264 | 0.30099 | 2.5264 | 0 | 0.89092 | 0.75865 | 0 | 6.9545
2025-05-03 17:00 | 0.19052 | 11.0775 | 101.1535 | 86.3208 | 0.075579 | 0.24035 | 0.69593 | 0.69593 | 0.69593 | 34.5368 | 0 | 0 | 0 | 0.24035 | 0.73256 | 0.69593 | 0 | 0 | 0.12685 | 6.0061 | 0 | 0.49221 | -0.49221 | 22.1195 | 96.0947 | 0 | 2.1708 | 2.1708 | 0.25862 | 2.1708 | 0 | 0.76553 | 0.19228 | 0 | 6.2465
2025-05-03 18:00 | 0.017615 | 0 | 108.7618 | 90 | 0 | 0 | 0.58925 | 0.58925 | 0.58925 | 0 | 0 | 1.1102e-16 | 0 | 0 | 0.62026 | 0.58925 | 0 | 0 | 0.6062 | 6.0061 | 0 | 0.62026 | -0.62026 | 21.426 | 93.082 | 0 | 1.838 | 1.838 | 0.21898 | 1.838 | 0 | 0.64817 | 0 | 0 | 6.0061
2025-05-03 19:00 | 0 | 0 | 117.2821 | 90 | 0 | 0 | 0.78947 | 0.78947 | 0.78947 | 0 | 0 | 1.1102e-16 | 0 | 0 | 0.83102 | 0.78947 | 0 | 0 | 1.1031 | 6.0061 | 0 | 0.83102 | -0.83102 | 20.4969 | 89.0456 | 0 | 2.4626 | 2.4626 | 0.29339 | 2.4626 | 0 | 0.86842 | 0 | 0 | 6.0061
2025-05-03 20:00 | 0 | 0 | 127.4597 | 90 | 0 | 0 | 0.69441 | 0.69441 | 0.69441 | 0 | 0 | 1.1102e-16 | 0 | 0 | 0.73096 | 0.69441 | 0 | 0 | 1.7268 | 6.0061 | 0 | 0.73096 | -0.73096 | 19.6796 | 85.4953 | 0 | 2.1661 | 2.1661 | 0.25806 | 2.1661 | 0 | 0.76385 | 0 | 0 | 6.0061
2025-05-03 21:00 | 0 | 0 | 140.1582 | 90 | 0 | 0 | 0.43449 | 0.43449 | 0.43449 | 0 | 0 | 5.5511e-17 | 0 | 0 | 0.45736 | 0.43449 | 0 | 0 | 2.2008 | 6.0061 | 0 | 0.45736 | -0.45736 | 19.1683 | 83.2738 | 0 | 1.3553 | 1.3553 | 0.16147 | 1.3553 | 0 | 0.47794 | 0 | 0 | 6.0061
2025-05-03 22:00 | 0 | 0 | 156.0951 | 90 | 0 | 0 | 0.66114 | 0.66114 | 0.66114 | 0 | 0 | 1.1102e-16 | 0 | 0 | 0.69594 | 0.66114 | 0 | 0 | 2.4188 | 6.0061 | 0 | 0.69594 | -0.69594 | 18.3902 | 79.8936 | 0 | 2.0623 | 2.0623 | 0.24569 | 2.0623 | 0 | 0.72726 | 0 | 0 | 6.0061
2025-05-03 23:00 | 0 | 0 | 174.9618 | 90 | 0 | 0 | 0.7266 | 0.7266 | 0.7266 | 0 | 0 | 0 | 0 | 0 | 0.76484 | 0.7266 | 0 | 0 | 2.8884 | 6.0061 | 0 | 0.76484 | -0.76484 | 17.5351 | 76.1786 | 0 | 2.2665 | 2.2665 | 0.27002 | 2.2665 | 0 | 0.79926 | 0 | 0 | 6.0061
2025-05-04 | 0 | 0 | -165.4682 | 90 | 0 | 0 | 0.42325 | 0.42325 | 0.42325 | 0 | 0 | 5.5511e-17 | 0 | 0 | 0.44553 | 0.42325 | 0 | 0 | 3.3993 | 6.0061 | 0 | 0.44553 | -0.44553 | 17.037 | 74.0146 | 0 | 1.3202 | 1.3202 | 0.15729 | 1.3202 | 0 | 0.46558 | 0 | 0 | 6.0061
2025-05-04 01:00 | 0 | 0 | -147.984 | 90 | 0 | 0 | 0.2903 | 0.2903 | 0.2903 | 0 | 0 | 0 | 0 | 0 | 0.30558 | 0.2903 | 0 | 0 | 3.6042 | 6.0061 | 0 | 0.30558 | -0.30558 | 16.6953 | 72.5304 | 0 | 0.90554 | 0.90554 | 0.10788 | 0.90554 | 0 | 0.31933 | 0 | 0 | 6.0061
2025-05-04 02:00 | 0 | 0 | -133.7427 | 90 | 0 | 0 | 0.34889 | 0.34889 | 0.34889 | 0 | 0 | 5.5511e-17 | 0 | 0 | 0.36725 | 0.34889 | 0 | 0 | 3.7244 | 6.0061 | 0 | 0.36725 | -0.36725 | 16.2847 | 70.7466 | 0 | 1.0883 | 1.0883 | 0.12966 | 1.0883 | 0 | 0.38378 | 0 | 0 | 6.0061
2025-05-04 03:00 | 0 | 0 | -122.4174 | 90 | 0 | 0 | 0.47918 | 0.47918 | 0.47918 | 0 | 0 | 0 | 0 | 0 | 0.5044 | 0.47918 | 0 | 0 | 3.9393 | 6.0061 | 0 | 0.5044 | -0.5044 | 15.7208 | 68.2966 | 0 | 1.4947 | 1.4947 | 0.17807 | 1.4947 | 0 | 0.5271 | 0 | 0 | 6.0061
2025-05-04 04:00 | 0 | 0 | -113.1691 | 90 | 0 | 0 | 0.54641 | 0.54641 | 0.54641 | 0 | 0 | 1.1102e-16 | 0 | 0 | 0.57517 | 0.54641 | 0 | 0 | 4.285 | 5.8258 | 0 | 0.57517 | -0.57517 | 15.0777 | 65.503 | 0 | 1.7044 | 1.7044 | 0.20306 | 1.7044 | 0 | 0.60105 | 0 | 0 | 5.8258
2025-05-04 05:00 | 0.081923 | 4.9341 | -105.1959 | 93.6459 | 0.010119 | 0.03218 | 0.41052 | 0.41052 | 0.41052 | 7.8387 | 0 | 0 | 0 | 0.03218 | 0.43213 | 0.41052 | 0 | 0 | 4.6763 | 5.2506 | 0 | 0.39995 | -0.39995 | 14.6306 | 63.5604 | 0 | 1.2805 | 1.2805 | 0.15256 | 1.2805 | 0 | 0.45157 | 0.025744 | 0 | 5.2828
2025-05-04 06:00 | 0.18963 | 17.4458 | -97.8091 | 79.1977 | 0.15798 | 0.50242 | 0.4227 | 0.4227 | 0.4227 | 118.8587 | 0 | 0 | 0 | 0.50242 | 0.44495 | 0.4227 | 0 | 0 | 4.8917 | 4.8507 | 0.057468 | 0 | 0.057468 | 14.682 | 63.7837 | 0 | 1.3185 | 1.3185 | 0.15709 | 1.3185 | 0 | 0.46497 | 0.40193 | 0 | 5.3531
2025-05-04 07:00 | 0.44675 | 30.1799 | -90.3175 | 64.8077 | 0.39201 | 1.2467 | 0.38699 | 0.38699 | 0.38699 | 322.1473 | 0 | 0 | 0 | 1.2467 | 0.40735 | 0.38699 | 0 | 0 | 4.7261 | 4.8966 | 0.83931 | 0 | 0.83931 | 15.4327 | 67.045 | 0 | 1.2071 | 1.2071 | 0.14381 | 1.2071 | 0 | 0.42568 | 0.99733 | 0 | 6.1433
2025-05-04 08:00 | 0.4837 | 42.9157 | -81.7694 | 50.5884 | 0.45949 | 1.4612 | 0.34924 | 0.34924 | 0.34924 | 418.4113 | 0 | 0 | 0 | 1.4612 | 0.36762 | 0.34924 | 0 | 0 | 4.0765 | 5.5681 | 1.0936 | 0 | 1.0936 | 16.4108 | 71.2945 | 0 | 1.0894 | 1.0894 | 0.12978 | 1.0894 | 0 | 0.38416 | 1.169 | 0 | 7.0293
2025-05-04 09:00 | 0.49025 | 55.3133 | -70.3035 | 36.7888 | 0.47171 | 1.5001 | 0.5234 | 0.5234 | 0.5234 | 286.6105 | 0 | 0 | 0 | 1.5001 | 0.55094 | 0.5234 | 0 | 0 | 3.3747 | 6.0061 | 0.94917 | 0 | 0.94917 | 17.2598 | 74.9827 | 0 | 1.6326 | 1.6326 | 0.19451 | 1.6326 | 0 | 0.57574 | 1.2001 | 0 | 7.5063
2025-05-04 10:00 | 0.54209 | 66.5123 | -51.12 | 24.1841 | 0.52476 | 1.6688 | 0.47751 | 0.47751 | 0.47751 | 349.4852 | 0 | 0 | 0 | 1.6688 | 0.50264 | 0.47751 | 0 | 0 | 2.865 | 6.0061 | 1.1662 | 0 | 1.1662 | 18.3029 | 79.5141 | 0 | 1.4895 | 1.4895 | 0.17745 | 1.4895 | 0 | 0.52526 | 1.3351 | 0 | 7.675
2025-05-04 11:00 | 0.35981 | 73.5495 | -12.9746 | 15.9607 | 0.34115 | 1.0849 | 0.54325 | 0.54325 | 0.54325 | 199.7071 | 0 | 0 | 0 | 1.0849 | 0.57184 | 0.54325 | 0 | 0 | 2.2203 | 6.0061 | 0.51307 | 0 | 0.51307 | 18.7618 | 81.5077 | 0 | 1.6946 | 1.6946 | 0.20188 | 1.6946 | 0 | 0.59757 | 0.86792 | 0 | 7.0911
2025-05-04 12:00 | 0.69692 | 70.94 | 35.0265 | 19.0656 | 0.68958 | 2.193 | 0.8813 | 0.8813 | 0.8813 | 248.8352 | 0 | 0 | 0 | 2.193 | 0.92769 | 0.8813 | 0 | 0 | 2.0803 | 6.0061 | 1.2653 | 0 | 1.2653 | 19.8935 | 86.4244 | 0 | 2.749 | 2.749 | 0.32751 | 2.749 | 0 | 0.96943 | 1.7544 | 0 | 8.1991
2025-05-04 13:00 | 0.69083 | 61.2146 | 62.1273 | 30.1823 | 0.6814 | 2.167 | 0.90787 | 0.90787 | 0.90787 | 238.6887 | 0 | 0 | 0 | 2.167 | 0.95565 | 0.90787 | 0 | 0 | 1.3355 | 6.0061 | 1.2113 | 0 | 1.2113 | 20.9769 | 91.1312 | 0 | 2.8319 | 2.8319 | 0.33738 | 2.8319 | 0 | 0.99865 | 1.7336 | 0 | 8.1731
2025-05-04 14:00 | 0.75099 | 49.2449 | 76.5399 | 43.5474 | 0.72891 | 2.3181 | 1.1804 | 1.1804 | 1.1804 | 196.3869 | 0.38172 | 0 | 0.042324 | 2.3181 | 1.2425 | 1.1804 | 0 | 0 | 0.69387 | 6.0061 | 0.69387 | 0 | 0.69387 | 21.5976 | 93.8274 | 0 | 3.6819 | 3.6819 | 0.43865 | 3.6819 | 0 | 1.2984 | 1.8545 | 0 | 8.3242
2025-05-04 15:00 | 0.5306 | 36.6206 | 86.2199 | 57.6029 | 0.48831 | 1.5529 | 0.80482 | 0.80482 | 0.80482 | 192.9536 | 0.2606 | 0 | 0 | 1.5529 | 0.84717 | 0.80482 | 0 | 0 | 0.44514 | 6.0061 | 0.44514 | 0 | 0.44514 | 21.9957 | 95.5571 | 0 | 2.5105 | 2.5105 | 0.29909 | 2.5105 | 0 | 0.8853 | 1.2423 | 0 | 7.5591
2025-05-04 16:00 | 0.37352 | 23.8548 | 94.092 | 71.9257 | 0.30053 | 0.95574 | 0.80692 | 0.80692 | 0.80692 | 118.4426 | 0 | 0 | 0 | 0.95574 | 0.84939 | 0.80692 | 0 | 0 | 0.32041 | 6.0061 | 0.10635 | 0 | 0.10635 | 22.0908 | 95.9703 | 0 | 2.517 | 2.517 | 0.29987 | 2.517 | 0 | 0.88761 | 0.76459 | 0 | 6.9619
2025-05-04 17:00 | 0.16154 | 11.2049 | 101.4375 | 86.3551 | 0.079957 | 0.25428 | 1.1659 | 1.1659 | 1.1659 | 21.8093 | 0 | 0 | 0.026436 | 0.25428 | 1.2273 | 1.1659 | 0 | 0 | 0.38422 | 6.0061 | 0 | 0.973 | -0.973 | 21.003 | 91.2443 | 0 | 3.6368 | 3.6368 | 0.43328 | 3.6368 | 0 | 1.2825 | 0.20342 | 0 | 6.2604
2025-05-04 18:00 | 0.013045 | 0 | 109.0326 | 90 | 0 | 0 | 0.98442 | 0.98442 | 0.98442 | 0 | 0 | 1.1102e-16 | 0 | 0 | 1.0362 | 0.98442 | 0 | 0 | 1.3314 | 6.0061 | 0 | 1.0362 | -1.0362 | 19.8444 | 86.2112 | 0 | 3.0707 | 3.0707 | 0.36583 | 3.0707 | 0 | 1.0829 | 0 | 0 | 6.0061
2025-05-04 19:00 | 0 | 0 | 117.5458 | 90 | 0 | 0 | 0.76414 | 0.76414 | 0.76414 | 0 | 0 | 1.1102e-16 | 0 | 0 | 0.80436 | 0.76414 | 0 | 0 | 2.1432 | 6.0061 | 0 | 0.80436 | -0.80436 | 18.9451 | 82.3043 | 0 | 2.3836 | 2.3836 | 0.28397 | 2.3836 | 0 | 0.84056 | 0 | 0 | 6.0061
2025-05-04 20:00 | 0 | 0 | 127.7154 | 90 | 0 | 0 | 0.79868 | 0.79868 | 0.79868 | 0 | 0 | 0 | 0 | 0 | 0.84071 | 0.79868 | 0 | 0 | 2.6532 | 6.0061 | 0 | 0.84071 | -0.84071 | 18.0052 | 78.2209 | 0 | 2.4913 | 2.4913 | 0.29681 | 2.4913 | 0 | 0.87854 | 0 | 0 | 6.0061
2025-05-04 21:00 | 0 | 0 | 140.3918 | 90 | 0 | 0 | 0.74487 | 0.74487 | 0.74487 | 0 | 0 | 1.1102e-16 | 0 | 0 | 0.78407 | 0.74487 | 0 | 0 | 3.1907 | 6.0061 | 0 | 0.78407 | -0.78407 | 17.1286 | 74.4125 | 0 | 2.3235 | 2.3235 | 0.27681 | 2.3235 | 0 | 0.81935 | 0 | 0 | 6.0061
2025-05-04 22:00 | 0 | 0 | 156.2715 | 90 | 0 | 0 | 0.70168 | 0.70168 | 0.70168 | 0 | 0 | 1.1102e-16 | 0 | 0 | 0.73861 | 0.70168 | 0 | 0 | 3.6694 | 6.0061 | 0 | 0.73861 | -0.73861 | 16.3028 | 70.825 | 0 | 2.1888 | 2.1888 | 0.26076 | 2.1888 | 0 | 0.77185 | 0 | 0 | 6.0061
2025-05-04 23:00 | 0 | 0 | 175.0332 | 90 | 0 | 0 | 0.70392 | 0.70392 | 0.70392 | 0 | 0 | 1.1102e-16 | 0 | 0 | 0.74097 | 0.70392 | 0 | 0 | 4.1126 | 6.0061 | 0 | 0.74097 | -0.74097 | 15.4743 | 67.226 | 0 | 2.1957 | 2.1957 | 0.26159 | 2.1957 | 0 | 0.77432 | 0 | 0 | 6.0061
2025-05-05 | 0 | 0 | -165.5225 | 90 | 0 | 0 | 0.49515 | 0.49515 | 0.49515 | 0 | 0 | 5.5511e-17 | 0 | 0 | 0.52121 | 0.49515 | 0 | 0 | 4.5673 | 5.6054 | 0 | 0.52121 | -0.52121 | 14.8916 | 64.6944 | 0 | 1.5445 | 1.5445 | 0.18401 | 1.5445 | 0 | 0.54466 | 0 | 0 | 5.6054
2025-05-05 01:00 | 0 | 0 | -148.1297 | 90 | 0 | 0 | 0.43992 | 0.43992 | 0.43992 | 0 | 0 | 5.5511e-17 | 0 | 0 | 0.46307 | 0.43992 | 0 | 0 | 4.8286 | 5.0842 | 0 | 0.46307 | -0.46307 | 14.3739 | 62.4452 | 0 | 1.3722 | 1.3722 | 0.16348 | 1.3722 | 0 | 0.48391 | 0 | 0 | 5.0842
2025-05-05 02:00 | 0 | 0 | -133.9373 | 90 | 0 | 0 | 0.36091 | 0.36091 | 0.36091 | 0 | 0 | 5.5511e-17 | 0 | 0 | 0.3799 | 0.36091 | 0 | 0 | 5.0733 | 4.6211 | 0 | 0.3799 | -0.3799 | 13.9491 | 60.6 | 0 | 1.1258 | 1.1258 | 0.13412 | 1.1258 | 0 | 0.397 | 0 | 0 | 4.6211
2025-05-05 03:00 | 0 | 0 | -122.6348 | 90 | 0 | 0 | 0.64139 | 0.64139 | 0.64139 | 0 | 0 | 0 | 0 | 0 | 0.67514 | 0.64139 | 0 | 0 | 5.143 | 4.2412 | 0 | 0.67514 | -0.67514 | 13.1943 | 57.3207 | 0 | 2.0007 | 2.0007 | 0.23835 | 2.0007 | 0 | 0.70553 | 0 | 0 | 4.2412
2025-05-05 04:00 | 0 | 0 | -113.3994 | 90 | 0 | 0 | 0.32883 | 0.32883 | 0.32883 | 0 | 0 | 5.5511e-17 | 0 | 0 | 0.34613 | 0.32883 | 0 | 0 | 5.143 | 3.566 | 0 | 0.34613 | -0.34613 | 12.8073 | 55.6395 | 0 | 1.0257 | 1.0257 | 0.1222 | 1.0257 | 0 | 0.36171 | 0 | 0 | 3.566
2025-05-05 05:00 | 0.06566 | 5.1135 | -105.4393 | 93.614 | 0.027603 | 0.087782 | 0.27191 | 0.27191 | 0.27191 | 32.2829 | 0 | 5.5511e-17 | 0 | 0.087782 | 0.28622 | 0.27191 | 0 | 0 | 5.143 | 3.2199 | 0 | 0.19844 | -0.19844 | 12.5855 | 54.6757 | 0 | 0.84818 | 0.84818 | 0.10105 | 0.84818 | 0 | 0.2991 | 0.070225 | 0 | 3.3077
2025-05-05 06:00 | 0.25699 | 17.6138 | -98.0717 | 79.1873 | 0.18133 | 0.57666 | 0.30432 | 0.30432 | 0.30432 | 189.4919 | 0 | 0 | 0 | 0.57666 | 0.32034 | 0.30432 | 0 | 0 | 5.143 | 3.0215 | 0.25632 | 0 | 0.25632 | 12.8147 | 55.6716 | 0 | 0.94926 | 0.94926 | 0.11309 | 0.94926 | 0 | 0.33475 | 0.46133 | 0 | 3.5981
2025-05-05 07:00 | 0.32076 | 30.3434 | -90.6108 | 64.821 | 0.29345 | 0.93323 | 0.38147 | 0.38147 | 0.38147 | 244.64 | 0 | 0 | 0 | 0.93323 | 0.40155 | 0.38147 | 0 | 0 | 5.143 | 3.2265 | 0.53168 | 0 | 0.53168 | 13.2903 | 57.7376 | 0 | 1.1899 | 1.1899 | 0.14176 | 1.1899 | 0 | 0.41962 | 0.74658 | 0 | 4.1598
2025-05-05 08:00 | 0.40039 | 43.0839 | -82.1116 | 50.6317 | 0.37953 | 1.207 | 0.55886 | 0.55886 | 0.55886 | 215.9736 | 0 | 0 | 0 | 1.207 | 0.58827 | 0.55886 | 0 | 0 | 5.143 | 3.6519 | 0.61871 | 0 | 0.61871 | 13.8437 | 60.1418 | 0 | 1.7432 | 1.7432 | 0.20768 | 1.7432 | 0 | 0.61474 | 0.96559 | 0 | 4.8589
2025-05-05 09:00 | 0.59773 | 55.5012 | -70.7189 | 36.8766 | 0.58066 | 1.8466 | 0.55866 | 0.55866 | 0.55866 | 330.5385 | 0 | 0 | 0 | 1.8466 | 0.58806 | 0.55866 | 0 | 0 | 4.9237 | 4.1468 | 1.2585 | 0 | 1.2585 | 14.9693 | 65.032 | 0 | 1.7426 | 1.7426 | 0.20761 | 1.7426 | 0 | 0.61453 | 1.4773 | 0 | 5.9934
2025-05-05 10:00 | 0.87865 | 66.7478 | -51.5948 | 24.3502 | 0.88003 | 2.7986 | 0.38442 | 0.38442 | 0.38442 | 728.0225 | 0 | 0 | 0 | 2.7986 | 0.40465 | 0.38442 | 0 | 0 | 4.1247 | 5.1537 | 2.394 | 0 | 2.394 | 17.1106 | 74.3343 | 0 | 1.1991 | 1.1991 | 0.14286 | 1.1991 | 0 | 0.42286 | 2.2389 | 0 | 7.9523
2025-05-05 11:00 | 0.95796 | 73.8491 | -13.0955 | 16.2463 | 0.9677 | 3.0775 | 0.41567 | 0.41567 | 0.41567 | 740.3582 | 0.03206 | 0 | 0 | 3.0775 | 0.43755 | 0.41567 | 0 | 0 | 2.6079 | 6.0061 | 2.6079 | 0 | 2.6079 | 19.4431 | 84.4677 | 0 | 1.2966 | 1.2966 | 0.15447 | 1.2966 | 0 | 0.45724 | 2.462 | 0 | 9.0836
2025-05-05 12:00 | 0.74466 | 71.1847 | 35.5699 | 19.3233 | 0.73979 | 2.3527 | 0.61813 | 0.61813 | 0.61813 | 380.6114 | 0.58188 | 0 | 0 | 2.3527 | 0.65066 | 0.61813 | 0 | 0 | 1.1201 | 6.0061 | 1.1201 | 0 | 1.1201 | 20.445 | 88.8202 | 0 | 1.9281 | 1.9281 | 0.22971 | 1.9281 | 0 | 0.67994 | 1.8821 | 0 | 8.3588
2025-05-05 13:00 | 0.44241 | 61.3803 | 62.6518 | 30.35 | 0.42299 | 1.3452 | 0.97962 | 0.97962 | 0.97962 | 137.3148 | 0 | 0 | 0 | 1.3452 | 1.0312 | 0.97962 | 0 | 0 | 0.80624 | 6.0061 | 0.31399 | 0 | 0.31399 | 20.7258 | 90.0402 | 0 | 3.0557 | 3.0557 | 0.36405 | 3.0557 | 0 | 1.0776 | 1.0761 | 0 | 7.3513
2025-05-05 14:00 | 0.36611 | 49.3748 | 76.9573 | 43.6613 | 0.3478 | 1.1061 | 0.6489 | 0.6489 | 0.6489 | 170.4524 | 0 | 0 | 0 | 1.1061 | 0.68306 | 0.6489 | 0 | 0 | 0.93355 | 6.0061 | 0.42301 | 0 | 0.42301 | 21.1042 | 91.6839 | 0 | 2.0241 | 2.0241 | 0.24115 | 2.0241 | 0 | 0.71379 | 0.88486 | 0 | 7.1122
2025-05-05 15:00 | 0.31393 | 36.7382 | 86.5661 | 57.6824 | 0.2952 | 0.9388 | 0.79082 | 0.79082 | 0.79082 | 118.7132 | 0 | 0 | 0 | 0.9388 | 0.83244 | 0.79082 | 0 | 0 | 0.82301 | 6.0061 | 0.10636 | 0 | 0.10636 | 21.1993 | 92.0972 | 0 | 2.4668 | 2.4668 | 0.29388 | 2.4668 | 0 | 0.8699 | 0.75104 | 0 | 6.945
2025-05-05 16:00 | 0.32511 | 23.9728 | 94.3956 | 71.9796 | 0.26973 | 0.85779 | 0.61868 | 0.61868 | 0.61868 | 138.6496 | 0 | 0 | 0 | 0.85779 | 0.65124 | 0.61868 | 0 | 0 | 0.88334 | 6.0061 | 0.20655 | 0 | 0.20655 | 21.3841 | 92.8999 | 0 | 1.9298 | 1.9298 | 0.22991 | 1.9298 | 0 | 0.68054 | 0.68623 | 0 | 6.8639
2025-05-05 17:00 | 0.056329 | 11.3318 | 101.7164 | 86.387 | 0.052343 | 0.16646 | 0.94718 | 0.94718 | 0.94718 | 17.5742 | 0 | 0 | 0 | 0.16646 | 0.99703 | 0.94718 | 0 | 0 | 0.80803 | 6.0061 | 0 | 0.83057 | -0.83057 | 20.4554 | 88.8656 | 0 | 2.9545 | 2.9545 | 0.35199 | 2.9545 | 0 | 1.0419 | 0.13317 | 0 | 6.1726
2025-05-05 18:00 | 0.010518 | 0 | 109.2982 | 90 | 0 | 0 | 0.76166 | 0.76166 | 0.76166 | 0 | 0 | 0 | 0 | 0 | 0.80175 | 0.76166 | 0 | 0 | 1.6104 | 6.0061 | 0 | 0.80175 | -0.80175 | 19.5591 | 84.9715 | 0 | 2.3758 | 2.3758 | 0.28305 | 2.3758 | 0 | 0.83782 | 0 | 0 | 6.0061
2025-05-05 19:00 | 0 | 0 | 117.804 | 90 | 0 | 0 | 0.86607 | 0.86607 | 0.86607 | 0 | 0 | 1.1102e-16 | 0 | 0 | 0.91165 | 0.86607 | 0 | 0 | 2.2264 | 6.0061 | 0 | 0.91165 | -0.91165 | 18.5398 | 80.5435 | 0 | 2.7015 | 2.7015 | 0.32185 | 2.7015 | 0 | 0.95268 | 0 | 0 | 6.0061
2025-05-05 20:00 | 0 | 0 | 127.965 | 90 | 0 | 0 | 0.83241 | 0.83241 | 0.83241 | 0 | 0 | 1.1102e-16 | 0 | 0 | 0.87622 | 0.83241 | 0 | 0 | 2.8753 | 6.0061 | 0 | 0.87622 | -0.87622 | 17.5602 | 76.2875 | 0 | 2.5965 | 2.5965 | 0.30934 | 2.5965 | 0 | 0.91565 | 0 | 0 | 6.0061
2025-05-05 21:00 | 0 | 0 | 140.6186 | 90 | 0 | 0 | 1.2215 | 1.2215 | 1.2215 | 0 | 0 | 2.2204e-16 | 0.087612 | 0 | 1.2858 | 1.2215 | 0 | 0 | 3.4466 | 6.0061 | 0 | 1.2858 | -1.2858 | 16.1226 | 70.0421 | 0 | 3.8103 | 3.8103 | 0.45395 | 3.8103 | 0 | 1.3437 | 0 | 0 | 6.0061
2025-05-05 22:00 | 0 | 0 | 156.4416 | 90 | 0 | 0 | 0.67691 | 0.67691 | 0.67691 | 0 | 0 | 0 | 0 | 0 | 0.71253 | 0.67691 | 0 | 0 | 4.3708 | 6.0061 | 0 | 0.71253 | -0.71253 | 15.3259 | 66.5812 | 0 | 2.1115 | 2.1115 | 0.25155 | 2.1115 | 0 | 0.7446 | 0 | 0 | 6.0061
2025-05-05 23:00 | 0 | 0 | 175.1003 | 90 | 0 | 0 | 0.97984 | 0.97984 | 0.97984 | 0 | 0 | 0 | 0 | 0 | 1.0314 | 0.97984 | 0 | 0 | 4.7112 | 5.4726 | 0 | 1.0314 | -1.0314 | 14.1728 | 61.5716 | 0 | 3.0564 | 3.0564 | 0.36413 | 3.0564 | 0 | 1.0778 | 0 | 0 | 5.4726
2025-05-06 | 0 | 0 | -165.5781 | 90 | 0 | 0 | 0.4103 | 0.4103 | 0.4103 | 0 | 0 | 5.5511e-17 | 0 | 0 | 0.43189 | 0.4103 | 0 | 0 | 5.143 | 4.4412 | 0 | 0.43189 | -0.43189 | 13.6899 | 59.4738 | 0 | 1.2798 | 1.2798 | 0.15248 | 1.2798 | 0 | 0.45133 | 0 | 0 | 4.4412
2025-05-06 01:00 | 0 | 0 | -148.2742 | 90 | 0 | 0 | 0.41724 | 0.41724 | 0.41724 | 0 | 0 | 5.5511e-17 | 0 | 0 | 0.4392 | 0.41724 | 0 | 0 | 5.143 | 4.0093 | 0 | 0.4392 | -0.4392 | 13.1989 | 57.3406 | 0 | 1.3015 | 1.3015 | 0.15505 | 1.3015 | 0 | 0.45896 | 0 | 0 | 4.0093
2025-05-06 02:00 | 0 | 0 | -134.1297 | 90 | 0 | 0 | 0.31678 | 0.31678 | 0.31678 | 0 | 0 | 0 | 0 | 0 | 0.33345 | 0.31678 | 0 | 0 | 5.143 | 3.5701 | 0 | 0.33345 | -0.33345 | 12.8261 | 55.721 | 0 | 0.98813 | 0.98813 | 0.11772 | 0.98813 | 0 | 0.34846 | 0 | 0 | 3.5701
2025-05-06 03:00 | 0 | 0 | -122.8496 | 90 | 0 | 0 | 0.32506 | 0.32506 | 0.32506 | 0 | 0 | 5.5511e-17 | 0 | 0 | 0.34217 | 0.32506 | 0 | 0 | 5.143 | 3.2367 | 0 | 0.34217 | -0.34217 | 12.4435 | 54.059 | 0 | 1.014 | 1.014 | 0.1208 | 1.014 | 0 | 0.35757 | 0 | 0 | 3.2367
2025-05-06 04:00 | 0 | 0 | -113.6271 | 90 | 0 | 0 | 0.4264 | 0.4264 | 0.4264 | 0 | 0 | 5.5511e-17 | 0 | 0 | 0.44884 | 0.4264 | 0 | 0 | 5.143 | 2.8945 | 0 | 0.44884 | -0.44884 | 11.9417 | 51.8789 | 0 | 1.3301 | 1.3301 | 0.15846 | 1.3301 | 0 | 0.46904 | 0 | 0 | 2.8945
2025-05-06 05:00 | 0.075055 | 5.2882 | -105.68 | 93.5845 | 0.021269 | 0.067639 | 0.54377 | 0.54377 | 0.54377 | 12.4391 | 0 | 1.1102e-16 | 0 | 0.067639 | 0.57238 | 0.54377 | 0 | 0 | 5.143 | 2.4457 | 0 | 0.50475 | -0.50475 | 11.3774 | 49.4273 | 0 | 1.6962 | 1.6962 | 0.20208 | 1.6962 | 0 | 0.59814 | 0.054112 | 0 | 2.5133
2025-05-06 06:00 | 0.28259 | 17.7772 | -98.3316 | 79.1793 | 0.18966 | 0.60316 | 0.33425 | 0.33425 | 0.33425 | 180.4531 | 0 | 0 | 0 | 0.60316 | 0.35184 | 0.33425 | 0 | 0 | 5.143 | 1.9409 | 0.25132 | 0 | 0.25132 | 11.6022 | 50.4039 | 0 | 1.0426 | 1.0426 | 0.12421 | 1.0426 | 0 | 0.36767 | 0.48253 | 0 | 2.5441
2025-05-06 07:00 | 0.4244 | 30.5021 | -90.9015 | 64.8368 | 0.3723 | 1.184 | 0.51682 | 0.51682 | 0.51682 | 229.0853 | 0 | 0 | 0 | 1.184 | 0.54402 | 0.51682 | 0 | 0 | 5.143 | 2.142 | 0.63994 | 0 | 0.63994 | 12.1745 | 52.8905 | 0 | 1.6121 | 1.6121 | 0.19206 | 1.6121 | 0 | 0.5685 | 0.94717 | 0 | 3.3259
2025-05-06 08:00 | 0.6377 | 43.2467 | -82.4516 | 50.6776 | 0.60063 | 1.9101 | 0.47519 | 0.47519 | 0.47519 | 401.9703 | 0 | 0 | 0 | 1.9101 | 0.5002 | 0.47519 | 0 | 0 | 5.143 | 2.6539 | 1.4099 | 0 | 1.4099 | 13.4356 | 58.369 | 0 | 1.4822 | 1.4822 | 0.17659 | 1.4822 | 0 | 0.5227 | 1.5281 | 0 | 4.564
2025-05-06 09:00 | 0.58217 | 55.6831 | -71.1337 | 36.9669 | 0.56368 | 1.7926 | 0.26941 | 0.26941 | 0.26941 | 665.3749 | 0 | 0 | 0 | 1.7926 | 0.28359 | 0.26941 | 0 | 0 | 4.9735 | 3.7819 | 1.509 | 0 | 1.509 | 14.7853 | 64.2326 | 0 | 0.84038 | 0.84038 | 0.10012 | 0.84038 | 0 | 0.29635 | 1.4341 | 0 | 5.5745
2025-05-06 10:00 | 0.44921 | 66.9767 | -52.0748 | 24.5177 | 0.42925 | 1.3651 | 0.3117 | 0.3117 | 0.3117 | 437.949 | 0 | 0 | 0 | 1.3651 | 0.3281 | 0.3117 | 0 | 0 | 4.0946 | 4.9891 | 1.037 | 0 | 1.037 | 15.7128 | 68.262 | 0 | 0.97228 | 0.97228 | 0.11583 | 0.97228 | 0 | 0.34287 | 1.0921 | 0 | 6.3542
2025-05-06 11:00 | 0.80726 | 74.1436 | -13.226 | 16.5283 | 0.80602 | 2.5633 | 0.51226 | 0.51226 | 0.51226 | 500.3881 | 0 | 0 | 0 | 2.5633 | 0.53922 | 0.51226 | 0 | 0 | 3.6261 | 5.8187 | 2.0241 | 0 | 2.0241 | 17.5232 | 76.1269 | 0 | 1.5979 | 1.5979 | 0.19037 | 1.5979 | 0 | 0.56348 | 2.0506 | 0 | 8.3819
2025-05-06 12:00 | 0.39392 | 71.4249 | 36.1129 | 19.577 | 0.37431 | 1.1904 | 0.85896 | 0.85896 | 0.85896 | 138.5832 | 0 | 0 | 0 | 1.1904 | 0.90417 | 0.85896 | 0 | 0 | 2.4223 | 6.0061 | 0.28621 | 0 | 0.28621 | 17.7792 | 77.239 | 0 | 2.6793 | 2.6793 | 0.31921 | 2.6793 | 0 | 0.94485 | 0.9523 | 0 | 7.1965
2025-05-06 13:00 | 0.77571 | 61.5431 | 63.1711 | 30.5151 | 0.7665 | 2.4376 | 0.9233 | 0.9233 | 0.9233 | 264.007 | 0 | 0 | 0 | 2.4376 | 0.9719 | 0.9233 | 0 | 0 | 2.5757 | 6.0061 | 1.4657 | 0 | 1.4657 | 19.0901 | 82.9342 | 0 | 2.8801 | 2.8801 | 0.34312 | 2.8801 | 0 | 1.0156 | 1.9501 | 0 | 8.4437
2025-05-06 14:00 | 0.69467 | 49.5029 | 77.3688 | 43.7728 | 0.66925 | 2.1283 | 0.90013 | 0.90013 | 0.90013 | 236.4482 | 0 | 0 | 0 | 2.1283 | 0.94751 | 0.90013 | 0 | 0 | 1.7162 | 6.0061 | 1.1808 | 0 | 1.1808 | 20.1463 | 87.5226 | 0 | 2.8078 | 2.8078 | 0.33451 | 2.8078 | 0 | 0.99014 | 1.7027 | 0 | 8.1345
2025-05-06 15:00 | 0.51209 | 36.8548 | 86.9068 | 57.7596 | 0.46871 | 1.4906 | 0.81134 | 0.81134 | 0.81134 | 183.7179 | 0 | 0 | 0 | 1.4906 | 0.85405 | 0.81134 | 0 | 0 | 1.134 | 6.0061 | 0.63654 | 0 | 0.63654 | 20.7156 | 89.996 | 0 | 2.5308 | 2.5308 | 0.30151 | 2.5308 | 0 | 0.89248 | 1.1925 | 0 | 7.4967
2025-05-06 16:00 | 0.37367 | 24.0902 | 94.6939 | 72.0311 | 0.29746 | 0.94598 | 1.1195 | 1.1195 | 1.1195 | 84.5041 | 0 | 0 | 0 | 0.94598 | 1.1784 | 1.1195 | 0 | 0 | 0.939 | 6.0061 | 0 | 0.23239 | -0.23239 | 20.4558 | 88.8672 | 0 | 3.4919 | 3.4919 | 0.41601 | 3.4919 | 0 | 1.2314 | 0.75679 | 0 | 6.9521
2025-05-06 17:00 | 0.16933 | 11.4582 | 101.9902 | 86.4165 | 0.078723 | 0.25035 | 0.7418 | 0.7418 | 0.7418 | 33.7494 | 0 | 0 | 0 | 0.25035 | 0.78084 | 0.7418 | 0 | 0 | 1.3406 | 6.0061 | 0 | 0.53049 | -0.53049 | 19.8627 | 86.2906 | 0 | 2.3139 | 2.3139 | 0.27567 | 2.3139 | 0 | 0.81598 | 0.20028 | 0 | 6.2565
2025-05-06 18:00 | 0.018238 | 0 | 109.5585 | 90 | 0 | 0 | 0.91417 | 0.91417 | 0.91417 | 0 | 0 | 1.1102e-16 | 0 | 0 | 0.96228 | 0.91417 | 0 | 0 | 1.865 | 6.0061 | 0 | 0.96228 | -0.96228 | 18.7869 | 81.6167 | 0 | 2.8516 | 2.8516 | 0.33972 | 2.8516 | 0 | 1.0056 | 0 | 0 | 6.0061
2025-05-06 19:00 | 0 | 0 | 118.0566 | 90 | 0 | 0 | 0.90499 | 0.90499 | 0.90499 | 0 | 0 | 1.1102e-16 | 0 | 0 | 0.95262 | 0.90499 | 0 | 0 | 2.6675 | 6.0061 | 0 | 0.95262 | -0.95262 | 17.7218 | 76.9897 | 0 | 2.8229 | 2.8229 | 0.33631 | 2.8229 | 0 | 0.99548 | 0 | 0 | 6.0061
2025-05-06 20:00 | 0 | 0 | 128.2083 | 90 | 0 | 0 | 0.91234 | 0.91234 | 0.91234 | 0 | 0 | 1.1102e-16 | 0 | 0 | 0.96036 | 0.91234 | 0 | 0 | 3.3468 | 6.0061 | 0 | 0.96036 | -0.96036 | 16.6481 | 72.3251 | 0 | 2.8459 | 2.8459 | 0.33905 | 2.8459 | 0 | 1.0036 | 0 | 0 | 6.0061
2025-05-06 21:00 | 0 | 0 | 140.8389 | 90 | 0 | 0 | 0.68141 | 0.68141 | 0.68141 | 0 | 0 | 1.1102e-16 | 0 | 0 | 0.71727 | 0.68141 | 0 | 0 | 3.9846 | 6.0061 | 0 | 0.71727 | -0.71727 | 15.8461 | 68.8413 | 0 | 2.1255 | 2.1255 | 0.25323 | 2.1255 | 0 | 0.74955 | 0 | 0 | 6.0061
2025-05-06 22:00 | 0 | 0 | 156.6053 | 90 | 0 | 0 | 1.0923 | 1.0923 | 1.0923 | 0 | 0 | 0 | 0 | 0 | 1.1498 | 1.0923 | 0 | 0 | 4.3819 | 5.9379 | 0 | 1.1498 | -1.1498 | 14.5607 | 63.2566 | 0 | 3.4072 | 3.4072 | 0.40592 | 3.4072 | 0 | 1.2015 | 0 | 0 | 5.9379
2025-05-06 23:00 | 0 | 0 | 175.1629 | 90 | 0 | 0 | 0.7331 | 0.7331 | 0.7331 | 0 | 0 | 0 | 0 | 0 | 0.77168 | 0.7331 | 0 | 0 | 5.143 | 4.7881 | 0 | 0.77168 | -0.77168 | 13.6979 | 59.5085 | 0 | 2.2868 | 2.2868 | 0.27244 | 2.2868 | 0 | 0.80641 | 0 | 0 | 4.7881
2025-05-07 | 0 | 0 | -165.6349 | 90 | 0 | 0 | 0.15656 | 0.15656 | 0.15656 | 0 | 0 | 0 | 0 | 0 | 0.1648 | 0.15656 | 0 | 0 | 5.143 | 4.0165 | 0 | 0.1648 | -0.1648 | 13.5137 | 58.708 | 0 | 0.48835 | 0.48835 | 0.05818 | 0.48835 | 0 | 0.17221 | 0 | 0 | 4.0165
2025-05-07 01:00 | 0 | 0 | -148.4176 | 90 | 0 | 0 | 0.28748 | 0.28748 | 0.28748 | 0 | 0 | 0 | 0 | 0 | 0.30261 | 0.28748 | 0 | 0 | 5.143 | 3.8517 | 0 | 0.30261 | -0.30261 | 13.1753 | 57.2382 | 0 | 0.89674 | 0.89674 | 0.10683 | 0.89674 | 0 | 0.31623 | 0 | 0 | 3.8517
2025-05-07 02:00 | 0 | 0 | -134.32 | 90 | 0 | 0 | 0.28362 | 0.28362 | 0.28362 | 0 | 0 | 5.5511e-17 | 0 | 0 | 0.29855 | 0.28362 | 0 | 0 | 5.143 | 3.549 | 0 | 0.29855 | -0.29855 | 12.8415 | 55.7881 | 0 | 0.88471 | 0.88471 | 0.1054 | 0.88471 | 0 | 0.31199 | 0 | 0 | 3.549
2025-05-07 03:00 | 0 | 0 | -123.0619 | 90 | 0 | 0 | 0.28154 | 0.28154 | 0.28154 | 0 | 0 | 0 | 0 | 0 | 0.29635 | 0.28154 | 0 | 0 | 5.143 | 3.2505 | 0 | 0.29635 | -0.29635 | 12.5102 | 54.3487 | 0 | 0.8782 | 0.8782 | 0.10462 | 0.8782 | 0 | 0.30969 | 0 | 0 | 3.2505
2025-05-07 04:00 | 0 | 0 | -113.8522 | 90 | 0 | 0 | 0.41543 | 0.41543 | 0.41543 | 0 | 0 | 5.5511e-17 | 0 | 0 | 0.43729 | 0.41543 | 0 | 0 | 5.143 | 2.9541 | 0 | 0.43729 | -0.43729 | 12.0213 | 52.2247 | 0 | 1.2958 | 1.2958 | 0.15438 | 1.2958 | 0 | 0.45697 | 0 | 0 | 2.9541
2025-05-07 05:00 | 0.083822 | 5.4583 | -105.9181 | 93.5575 | 0.015633 | 0.049715 | 0.27247 | 0.27247 | 0.27247 | 18.2463 | 0 | 5.5511e-17 | 0 | 0.049715 | 0.28681 | 0.27247 | 0 | 0 | 5.143 | 2.5169 | 0 | 0.23709 | -0.23709 | 11.7562 | 51.0731 | 0 | 0.8499 | 0.8499 | 0.10125 | 0.8499 | 0 | 0.29971 | 0.039772 | 0 | 2.5666
2025-05-07 06:00 | 0.19973 | 17.9358 | -98.5889 | 79.1738 | 0.16317 | 0.51892 | 0.32469 | 0.32469 | 0.32469 | 159.8221 | 0 | 0 | 0 | 0.51892 | 0.34177 | 0.32469 | 0 | 0 | 5.143 | 2.2798 | 0.17714 | 0 | 0.17714 | 11.9146 | 51.7614 | 0 | 1.0128 | 1.0128 | 0.12066 | 1.0128 | 0 | 0.35715 | 0.41514 | 0 | 2.7987
2025-05-07 07:00 | 0.32424 | 30.6557 | -91.1896 | 64.8551 | 0.29545 | 0.93957 | 0.25134 | 0.25134 | 0.25134 | 373.8268 | 0 | 0 | 0 | 0.93957 | 0.26457 | 0.25134 | 0 | 0 | 5.143 | 2.4215 | 0.67501 | 0 | 0.67501 | 12.5184 | 54.3843 | 0 | 0.784 | 0.784 | 0.093403 | 0.784 | 0 | 0.27647 | 0.75166 | 0 | 3.361
2025-05-07 08:00 | 0.45189 | 43.4042 | -82.7892 | 50.7259 | 0.42703 | 1.358 | 0.25136 | 0.25136 | 0.25136 | 540.2773 | 0 | 0 | 0 | 1.358 | 0.26459 | 0.25136 | 0 | 0 | 5.143 | 2.9615 | 1.0934 | 0 | 1.0934 | 13.4964 | 58.6331 | 0 | 0.78406 | 0.78406 | 0.09341 | 0.78406 | 0 | 0.27649 | 1.0864 | 0 | 4.3195
2025-05-07 09:00 | 0.65978 | 55.859 | -71.5474 | 37.0594 | 0.64117 | 2.039 | 0.26941 | 0.26941 | 0.26941 | 756.8429 | 0 | 0 | 0 | 2.039 | 0.28359 | 0.26941 | 0 | 0 | 5.0021 | 3.8362 | 1.7554 | 0 | 1.7554 | 15.0665 | 65.4542 | 0 | 0.84038 | 0.84038 | 0.10012 | 0.84038 | 0 | 0.29635 | 1.6312 | 0 | 5.8753
2025-05-07 10:00 | 0.59321 | 67.1992 | -52.5597 | 24.6862 | 0.57609 | 1.8321 | 0.31995 | 0.31995 | 0.31995 | 572.6056 | 0 | 0 | 0 | 1.8321 | 0.33679 | 0.31995 | 0 | 0 | 3.9113 | 5.2406 | 1.4953 | 0 | 1.4953 | 16.4039 | 71.2644 | 0 | 0.99802 | 0.99802 | 0.1189 | 0.99802 | 0 | 0.35195 | 1.4656 | 0 | 7.0726
2025-05-07 11:00 | 0.67963 | 74.4328 | -13.3665 | 16.8068 | 0.6675 | 2.1228 | 0.25286 | 0.25286 | 0.25286 | 839.5142 | 0 | 0 | 0 | 2.1228 | 0.26616 | 0.25286 | 0 | 0 | 3.129 | 6.0061 | 1.8566 | 0 | 1.8566 | 18.0645 | 78.4785 | 0 | 0.78873 | 0.78873 | 0.093966 | 0.78873 | 0 | 0.27814 | 1.6982 | 0 | 8.1289
2025-05-07 12:00 | 0.87138 | 71.6608 | 36.6549 | 19.8266 | 0.8709 | 2.7696 | 0.59075 | 0.59075 | 0.59075 | 468.83 | 0.039244 | 0 | 0 | 2.7696 | 0.62184 | 0.59075 | 0 | 0 | 2.1085 | 6.0061 | 2.1085 | 0 | 2.1085 | 19.9504 | 86.6716 | 0 | 1.8427 | 1.8427 | 0.21953 | 1.8427 | 0 | 0.64982 | 2.2157 | 0 | 8.7757
2025-05-07 13:00 | 0.56374 | 61.7028 | 63.6846 | 30.6775 | 0.54529 | 1.7341 | 0.40777 | 0.40777 | 0.40777 | 425.261 | 0.34368 | 0 | 0 | 1.7341 | 0.42924 | 0.40777 | 0 | 0 | 0.96119 | 6.0061 | 0.96119 | 0 | 0.96119 | 20.8101 | 90.4065 | 0 | 1.272 | 1.272 | 0.15154 | 1.272 | 0 | 0.44855 | 1.3873 | 0 | 7.7403
2025-05-07 14:00 | 0.67339 | 49.6293 | 77.7741 | 43.8819 | 0.64657 | 2.0562 | 0.43103 | 0.43103 | 0.43103 | 477.045 | 0.91065 | 0 | 0 | 2.0562 | 0.45372 | 0.43103 | 0 | 0 | 0.69184 | 6.0061 | 0.69184 | 0 | 0.69184 | 21.4289 | 93.0948 | 0 | 1.3445 | 1.3445 | 0.16018 | 1.3445 | 0 | 0.47413 | 1.645 | 0 | 8.0624
2025-05-07 15:00 | 0.58944 | 36.9704 | 87.2417 | 57.8345 | 0.53337 | 1.6962 | 0.60875 | 0.60875 | 0.60875 | 278.6352 | 0.55743 | 0 | 0 | 1.6962 | 0.64079 | 0.60875 | 0 | 0 | 0.49797 | 6.0061 | 0.49797 | 0 | 0.49797 | 21.8743 | 95.0298 | 0 | 1.8989 | 1.8989 | 0.22623 | 1.8989 | 0 | 0.66963 | 1.357 | 0 | 7.7024
2025-05-07 16:00 | 0.37035 | 24.2069 | 94.9869 | 72.0803 | 0.29398 | 0.93491 | 0.72176 | 0.72176 | 0.72176 | 129.5319 | 0 | 0 | 0 | 0.93491 | 0.75975 | 0.72176 | 0 | 0 | 0.35843 | 6.0061 | 0.17516 | 0 | 0.17516 | 22.031 | 95.7104 | 0 | 2.2514 | 2.2514 | 0.26822 | 2.2514 | 0 | 0.79394 | 0.74793 | 0 | 6.9411
2025-05-07 17:00 | 0.14592 | 11.584 | 102.2588 | 86.4436 | 0.087261 | 0.27751 | 0.53086 | 0.53086 | 0.53086 | 52.2745 | 0 | 0 | 0 | 0.27751 | 0.5588 | 0.53086 | 0 | 0 | 0.3895 | 6.0061 | 0 | 0.2813 | -0.2813 | 21.7165 | 94.3441 | 0 | 1.6559 | 1.6559 | 0.19728 | 1.6559 | 0 | 0.58395 | 0.22201 | 0 | 6.2837
2025-05-07 18:00 | 0.0095552 | 0 | 109.8135 | 90 | 0 | 0 | 0.42589 | 0.42589 | 0.42589 | 0 | 0 | 5.5511e-17 | 0 | 0 | 0.4483 | 0.42589 | 0 | 0 | 0.73201 | 6.0061 | 0 | 0.4483 | -0.4483 | 21.2153 | 92.1667 | 0 | 1.3285 | 1.3285 | 0.15827 | 1.3285 | 0 | 0.46848 | 0 | 0 | 6.0061
2025-05-07 19:00 | 0 | 0 | 118.3034 | 90 | 0 | 0 | 0.54433 | 0.54433 | 0.54433 | 0 | 0 | 1.1102e-16 | 0 | 0 | 0.57298 | 0.54433 | 0 | 0 | 1.1301 | 6.0061 | 0 | 0.57298 | -0.57298 | 20.5747 | 89.3836 | 0 | 1.6979 | 1.6979 | 0.20228 | 1.6979 | 0 | 0.59876 | 0 | 0 | 6.0061
2025-05-07 20:00 | 0 | 0 | 128.4455 | 90 | 0 | 0 | 0.50926 | 0.50926 | 0.50926 | 0 | 0 | 1.1102e-16 | 0 | 0 | 0.53606 | 0.50926 | 0 | 0 | 1.5731 | 6.0061 | 0 | 0.53606 | -0.53606 | 19.9753 | 86.7799 | 0 | 1.5885 | 1.5885 | 0.18925 | 1.5885 | 0 | 0.56019 | 0 | 0 | 6.0061
2025-05-07 21:00 | 0 | 0 | 141.0525 | 90 | 0 | 0 | 0.53399 | 0.53399 | 0.53399 | 0 | 0 | 1.1102e-16 | 0 | 0 | 0.5621 | 0.53399 | 0 | 0 | 1.9345 | 6.0061 | 0 | 0.5621 | -0.5621 | 19.3469 | 84.0497 | 0 | 1.6657 | 1.6657 | 0.19844 | 1.6657 | 0 | 0.58739 | 0 | 0 | 6.0061
2025-05-07 22:00 | 0 | 0 | 156.7627 | 90 | 0 | 0 | 0.33833 | 0.33833 | 0.33833 | 0 | 0 | 5.5511e-17 | 0 | 0 | 0.35614 | 0.33833 | 0 | 0 | 2.3036 | 6.0061 | 0 | 0.35614 | -0.35614 | 18.9487 | 82.3199 | 0 | 1.0554 | 1.0554 | 0.12573 | 1.0554 | 0 | 0.37217 | 0 | 0 | 6.0061
2025-05-07 23:00 | 0 | 0 | 175.2212 | 90 | 0 | 0 | 0.52702 | 0.52702 | 0.52702 | 0 | 0 | 0 | 0 | 0 | 0.55476 | 0.52702 | 0 | 0 | 2.4772 | 6.0061 | 0 | 0.55476 | -0.55476 | 18.3285 | 79.6254 | 0 | 1.6439 | 1.6439 | 0.19585 | 1.6439 | 0 | 0.57973 | 0 | 0 | 6.0061
2025-05-08 | 0 | 0 | -165.693 | 90 | 0 | 0 | 0.25353 | 0.25353 | 0.25353 | 0 | 0 | 0 | 0 | 0 | 0.26688 | 0.25353 | 0 | 0 | 2.8561 | 6.0061 | 0 | 0.26688 | -0.26688 | 18.0301 | 78.3291 | 0 | 0.79084 | 0.79084 | 0.094218 | 0.79084 | 0 | 0.27888 | 0 | 0 | 6.0061
2025-05-08 01:00 | 0 | 0 | -148.56 | 90 | 0 | 0 | 0.39819 | 0.39819 | 0.39819 | 0 | 0 | 0 | 0 | 0 | 0.41914 | 0.39819 | 0 | 0 | 2.9578 | 6.0061 | 0 | 0.41914 | -0.41914 | 17.5615 | 76.2933 | 0 | 1.2421 | 1.2421 | 0.14797 | 1.2421 | 0 | 0.438 | 0 | 0 | 6.0061
2025-05-08 02:00 | 0 | 0 | -134.508 | 90 | 0 | 0 | 0.48382 | 0.48382 | 0.48382 | 0 | 0 | 5.5511e-17 | 0 | 0 | 0.50929 | 0.48382 | 0 | 0 | 3.2324 | 6.0061 | 0 | 0.50929 | -0.50929 | 16.9921 | 73.8196 | 0 | 1.5092 | 1.5092 | 0.1798 | 1.5092 | 0 | 0.5322 | 0 | 0 | 6.0061
2025-05-08 03:00 | 0 | 0 | -123.2717 | 90 | 0 | 0 | 0.27451 | 0.27451 | 0.27451 | 0 | 0 | 0 | 0 | 0 | 0.28896 | 0.27451 | 0 | 0 | 3.5802 | 6.0061 | 0 | 0.28896 | -0.28896 | 16.669 | 72.4161 | 0 | 0.85628 | 0.85628 | 0.10201 | 0.85628 | 0 | 0.30196 | 0 | 0 | 6.0061
2025-05-08 04:00 | 0 | 0 | -114.0746 | 90 | 0 | 0 | 0.4275 | 0.4275 | 0.4275 | 0 | 0 | 0 | 0 | 0 | 0.44999 | 0.4275 | 0 | 0 | 3.713 | 6.0061 | 0 | 0.44999 | -0.44999 | 16.1659 | 70.2304 | 0 | 1.3335 | 1.3335 | 0.15887 | 1.3335 | 0 | 0.47024 | 0 | 0 | 6.0061
2025-05-08 05:00 | 0.085386 | 5.6237 | -106.1534 | 93.5329 | 0.016785 | 0.053378 | 0.4314 | 0.4314 | 0.4314 | 12.3732 | 0 | 1.1102e-16 | 0 | 0.053378 | 0.45411 | 0.4314 | 0 | 0 | 4.0168 | 6.0061 | 0 | 0.40073 | -0.40073 | 15.7179 | 68.284 | 0 | 1.3457 | 1.3457 | 0.16032 | 1.3457 | 0 | 0.47454 | 0.042702 | 0 | 6.0595
2025-05-08 06:00 | 0.10187 | 18.0896 | -98.8433 | 79.1707 | 0.095114 | 0.30248 | 0.46248 | 0.46248 | 0.46248 | 65.404 | 0 | 5.5511e-17 | 0 | 0.30248 | 0.48682 | 0.46248 | 0 | 0 | 4.2631 | 5.8232 | 0 | 0.18434 | -0.18434 | 15.5118 | 67.3887 | 0 | 1.4426 | 1.4426 | 0.17187 | 1.4426 | 0 | 0.50872 | 0.24198 | 0 | 6.1257
2025-05-08 07:00 | 0.45183 | 30.8042 | -91.4749 | 64.8758 | 0.39013 | 1.2407 | 0.32319 | 0.32319 | 0.32319 | 383.8892 | 0 | 0 | 0 | 1.2407 | 0.3402 | 0.32319 | 0 | 0 | 4.3171 | 5.6389 | 0.90049 | 0 | 0.90049 | 16.3172 | 70.8877 | 0 | 1.0081 | 1.0081 | 0.1201 | 1.0081 | 0 | 0.35551 | 0.99255 | 0 | 6.8795
2025-05-08 08:00 | 0.70446 | 43.5561 | -83.1243 | 50.7766 | 0.65808 | 2.0928 | 0.33551 | 0.33551 | 0.33551 | 623.7744 | 0 | 0 | 0 | 2.0928 | 0.35316 | 0.33551 | 0 | 0 | 3.5937 | 6.0061 | 1.7396 | 0 | 1.7396 | 17.8732 | 77.6474 | 0 | 1.0465 | 1.0465 | 0.12468 | 1.0465 | 0 | 0.36906 | 1.6742 | 0 | 8.0989
2025-05-08 09:00 | 0.80046 | 56.0288 | -71.9599 | 37.1539 | 0.77982 | 2.48 | 0.28866 | 0.28866 | 0.28866 | 859.1388 | 0 | 0 | 0 | 2.48 | 0.30385 | 0.28866 | 0 | 0 | 2.4229 | 6.0061 | 2.1761 | 0 | 2.1761 | 19.8196 | 86.1032 | 0 | 0.90041 | 0.90041 | 0.10727 | 0.90041 | 0 | 0.31752 | 1.984 | 0 | 8.4861
2025-05-08 10:00 | 0.68962 | 67.415 | -53.049 | 24.8555 | 0.67611 | 2.1501 | 0.1644 | 0.1644 | 0.1644 | 1307.901 | 0.86699 | 0 | 0 | 2.1501 | 0.17305 | 0.1644 | 0 | 0 | 1.1101 | 6.0061 | 1.1101 | 0 | 1.1101 | 20.8125 | 90.4167 | 0 | 0.5128 | 0.5128 | 0.061093 | 0.5128 | 0 | 0.18084 | 1.7201 | 0 | 8.1563
2025-05-08 11:00 | 0.71799 | 74.7167 | -13.5174 | 17.0814 | 0.7073 | 2.2493 | 0.37101 | 0.37101 | 0.37101 | 606.2707 | 1.1677 | 0 | 0 | 2.2493 | 0.39054 | 0.37101 | 0 | 0 | 0.69111 | 6.0061 | 0.69111 | 0 | 0.69111 | 21.4306 | 93.1021 | 0 | 1.1573 | 1.1573 | 0.13788 | 1.1573 | 0 | 0.40811 | 1.7995 | 0 | 8.2555
2025-05-08 12:00 | 0.67528 | 71.8924 | 37.1955 | 20.0718 | 0.66167 | 2.1042 | 0.52586 | 0.52586 | 0.52586 | 400.1459 | 1.0532 | 0 | 0 | 2.1042 | 0.55354 | 0.52586 | 0 | 0 | 0.49744 | 6.0061 | 0.49744 | 0 | 0.49744 | 21.8756 | 95.0351 | 0 | 1.6403 | 1.6403 | 0.19542 | 1.6403 | 0 | 0.57845 | 1.6834 | 0 | 8.1104
2025-05-08 13:00 | 0.75586 | 61.8597 | 64.1922 | 30.8371 | 0.74219 | 2.3603 | 0.74972 | 0.74972 | 0.74972 | 314.8199 | 1.213 | 0 | 0 | 2.3603 | 0.78918 | 0.74972 | 0 | 0 | 0.35805 | 6.0061 | 0.35805 | 0 | 0.35805 | 22.1958 | 96.4263 | 0 | 2.3386 | 2.3386 | 0.27861 | 2.3386 | 0 | 0.8247 | 1.8882 | 0 | 8.3664
2025-05-08 14:00 | 0.62173 | 49.754 | 78.1732 | 43.9885 | 0.59494 | 1.892 | 0.82034 | 0.82034 | 0.82034 | 230.638 | 0.77078 | 0 | 0 | 1.892 | 0.86351 | 0.82034 | 0 | 0 | 0.25772 | 6.0061 | 0.25772 | 0 | 0.25772 | 22.4263 | 97.4278 | 0 | 2.5589 | 2.5589 | 0.30485 | 2.5589 | 0 | 0.90237 | 1.5136 | 0 | 7.8982
2025-05-08 15:00 | 0.6414 | 37.085 | 87.5709 | 57.9069 | 0.57686 | 1.8345 | 0.95815 | 0.95815 | 0.95815 | 191.4643 | 0.64044 | 0 | 0 | 1.8345 | 1.0086 | 0.95815 | 0 | 0 | 0.1855 | 6.0061 | 0.1855 | 0 | 0.1855 | 22.5922 | 98.1486 | 0 | 2.9888 | 2.9888 | 0.35607 | 2.9888 | 0 | 1.054 | 1.4676 | 0 | 7.8407
2025-05-08 16:00 | 0.44732 | 24.323 | 95.2744 | 72.127 | 0.34467 | 1.0961 | 0.79911 | 0.79911 | 0.79911 | 137.1668 | 0.12143 | 0 | 0 | 1.0961 | 0.84117 | 0.79911 | 0 | 0 | 0.13352 | 6.0061 | 0.13352 | 0 | 0.13352 | 22.7116 | 98.6674 | 0 | 2.4927 | 2.4927 | 0.29697 | 2.4927 | 0 | 0.87902 | 0.87689 | 0 | 7.1023
2025-05-08 17:00 | 0.20765 | 11.7094 | 102.522 | 86.4682 | 0.074604 | 0.23725 | 0.93324 | 0.93324 | 0.93324 | 25.4228 | 0 | 1.1102e-16 | 0 | 0.23725 | 0.98235 | 0.93324 | 0 | 0 | 0.096104 | 6.0061 | 0 | 0.7451 | -0.7451 | 21.8786 | 95.0483 | 0 | 2.911 | 2.911 | 0.34681 | 2.911 | 0 | 1.0266 | 0.1898 | 0 | 6.2434
2025-05-08 18:00 | 0.020668 | 0 | 110.0631 | 90 | 0 | 0 | 0.57317 | 0.57317 | 0.57317 | 0 | 0 | 0 | 0 | 0 | 0.60334 | 0.57317 | 0 | 0 | 0.80553 | 6.0061 | 0 | 0.60334 | -0.60334 | 21.204 | 92.1178 | 0 | 1.7879 | 1.7879 | 0.213 | 1.7879 | 0 | 0.63049 | 0 | 0 | 6.0061
2025-05-08 19:00 | 0 | 0 | 118.5445 | 90 | 0 | 0 | 0.78308 | 0.78308 | 0.78308 | 0 | 0 | 1.1102e-16 | 0 | 0 | 0.8243 | 0.78308 | 0 | 0 | 1.251 | 6.0061 | 0 | 0.8243 | -0.8243 | 20.2825 | 88.1141 | 0 | 2.4427 | 2.4427 | 0.29101 | 2.4427 | 0 | 0.86139 | 0 | 0 | 6.0061
2025-05-08 20:00 | 0 | 0 | 128.6764 | 90 | 0 | 0 | 0.88166 | 0.88166 | 0.88166 | 0 | 0 | 0 | 0 | 0 | 0.92806 | 0.88166 | 0 | 0 | 1.8549 | 6.0061 | 0 | 0.92806 | -0.92806 | 19.2448 | 83.6064 | 0 | 2.7502 | 2.7502 | 0.32764 | 2.7502 | 0 | 0.96983 | 0 | 0 | 6.0061
2025-05-08 21:00 | 0 | 0 | 141.2594 | 90 | 0 | 0 | 0.73897 | 0.73897 | 0.73897 | 0 | 0 | 1.1102e-16 | 0 | 0 | 0.77786 | 0.73897 | 0 | 0 | 2.5009 | 6.0061 | 0 | 0.77786 | -0.77786 | 18.3752 | 79.8282 | 0 | 2.3051 | 2.3051 | 0.27462 | 2.3051 | 0 | 0.81287 | 0 | 0 | 6.0061
2025-05-08 22:00 | 0 | 0 | 156.9139 | 90 | 0 | 0 | 0.67892 | 0.67892 | 0.67892 | 0 | 0 | 1.1102e-16 | 0 | 0 | 0.71465 | 0.67892 | 0 | 0 | 2.9737 | 6.0061 | 0 | 0.71465 | -0.71465 | 17.5762 | 76.357 | 0 | 2.1178 | 2.1178 | 0.2523 | 2.1178 | 0 | 0.74681 | 0 | 0 | 6.0061
2025-05-08 23:00 | 0 | 0 | 175.2753 | 90 | 0 | 0 | 0.74908 | 0.74908 | 0.74908 | 0 | 0 | 1.1102e-16 | 0 | 0 | 0.78851 | 0.74908 | 0 | 0 | 3.3963 | 6.0061 | 0 | 0.78851 | -0.78851 | 16.6946 | 72.5272 | 0 | 2.3366 | 2.3366 | 0.27838 | 2.3366 | 0 | 0.82399 | 0 | 0 | 6.0061
2025-05-09 | 0 | 0 | -165.7522 | 90 | 0 | 0 | 0.3681 | 0.3681 | 0.3681 | 0 | 0 | 5.5511e-17 | 0 | 0 | 0.38747 | 0.3681 | 0 | 0 | 3.8977 | 6.0061 | 0 | 0.38747 | -0.38747 | 16.2614 | 70.6452 | 0 | 1.1482 | 1.1482 | 0.13679 | 1.1482 | 0 | 0.40491 | 0 | 0 | 6.0061
2025-05-09 01:00 | 0 | 0 | -148.7012 | 90 | 0 | 0 | 0.48256 | 0.48256 | 0.48256 | 0 | 0 | 5.5511e-17 | 0 | 0 | 0.50796 | 0.48256 | 0 | 0 | 4.0335 | 6.0061 | 0 | 0.50796 | -0.50796 | 15.6935 | 68.1779 | 0 | 1.5053 | 1.5053 | 0.17933 | 1.5053 | 0 | 0.53082 | 0 | 0 | 6.0061
2025-05-09 02:00 | 0 | 0 | -134.6939 | 90 | 0 | 0 | 0.44735 | 0.44735 | 0.44735 | 0 | 0 | 0 | 0 | 0 | 0.4709 | 0.44735 | 0 | 0 | 4.3367 | 5.8014 | 0 | 0.4709 | -0.4709 | 15.167 | 65.8907 | 0 | 1.3954 | 1.3954 | 0.16625 | 1.3954 | 0 | 0.49209 | 0 | 0 | 5.8014
2025-05-09 03:00 | 0 | 0 | -123.4788 | 90 | 0 | 0 | 0.35389 | 0.35389 | 0.35389 | 0 | 0 | 0 | 0 | 0 | 0.37252 | 0.35389 | 0 | 0 | 4.6139 | 5.3305 | 0 | 0.37252 | -0.37252 | 14.7505 | 64.0813 | 0 | 1.1039 | 1.1039 | 0.13151 | 1.1039 | 0 | 0.38928 | 0 | 0 | 5.3305
2025-05-09 04:00 | 0 | 0 | -114.2942 | 90 | 0 | 0 | 0.34167 | 0.34167 | 0.34167 | 0 | 0 | 0 | 0 | 0 | 0.35965 | 0.34167 | 0 | 0 | 4.8119 | 4.9579 | 0 | 0.35965 | -0.35965 | 14.3484 | 62.3345 | 0 | 1.0658 | 1.0658 | 0.12697 | 1.0658 | 0 | 0.37584 | 0 | 0 | 4.9579
2025-05-09 05:00 | 0.043138 | 5.7843 | -106.3858 | 93.5107 | 0.037374 | 0.11885 | 0.30746 | 0.30746 | 0.30746 | 38.6574 | 0 | 5.5511e-17 | 0 | 0.11885 | 0.32364 | 0.30746 | 0 | 0 | 5.0174 | 4.5983 | 0 | 0.20478 | -0.20478 | 14.1194 | 61.3398 | 0 | 0.95905 | 0.95905 | 0.11426 | 0.95905 | 0 | 0.3382 | 0.095083 | 0 | 4.7171
2025-05-09 06:00 | 0.14908 | 18.2385 | -99.0948 | 79.1701 | 0.13449 | 0.42769 | 0.30601 | 0.30601 | 0.30601 | 139.7657 | 0 | 0 | 0 | 0.42769 | 0.32211 | 0.30601 | 0 | 0 | 5.0944 | 4.3935 | 0.10558 | 0 | 0.10558 | 14.2139 | 61.7501 | 0 | 0.95453 | 0.95453 | 0.11372 | 0.95453 | 0 | 0.33661 | 0.34215 | 0 | 4.8212
2025-05-09 07:00 | 0.22994 | 30.9478 | -91.7571 | 64.8989 | 0.21501 | 0.68377 | 0.41257 | 0.41257 | 0.41257 | 165.7338 | 0 | 0 | 0 | 0.68377 | 0.43428 | 0.41257 | 0 | 0 | 4.9403 | 4.478 | 0.24948 | 0 | 0.24948 | 14.437 | 62.7195 | 0 | 1.2869 | 1.2869 | 0.15332 | 1.2869 | 0 | 0.45383 | 0.54701 | 0 | 5.1617
2025-05-09 08:00 | 0.18484 | 43.7027 | -83.4565 | 50.8295 | 0.1743 | 0.5543 | 0.47457 | 0.47457 | 0.47457 | 116.8009 | 0 | 0 | 0 | 0.5543 | 0.49955 | 0.47457 | 0 | 0 | 4.7401 | 4.6776 | 0.054754 | 0 | 0.054754 | 14.486 | 62.9322 | 0 | 1.4803 | 1.4803 | 0.17636 | 1.4803 | 0 | 0.52203 | 0.44344 | 0 | 5.2319
2025-05-09 09:00 | 0.14026 | 56.1926 | -72.3708 | 37.2503 | 0.13229 | 0.4207 | 0.32467 | 0.32467 | 0.32467 | 129.5779 | 0 | 0 | 0 | 0.4207 | 0.34176 | 0.32467 | 0 | 0 | 4.7224 | 4.7214 | 0.078943 | 0 | 0.078943 | 14.5566 | 63.239 | 0 | 1.0127 | 1.0127 | 0.12065 | 1.0127 | 0 | 0.35714 | 0.33656 | 0 | 5.1421
2025-05-09 10:00 | 0.083501 | 67.624 | -53.5424 | 25.0255 | 0.078703 | 0.25029 | 0.34655 | 0.34655 | 0.34655 | 72.2228 | 0 | 0 | 0 | 0.25029 | 0.36479 | 0.34655 | 0 | 0 | 4.6819 | 4.7845 | 0 | 0.1145 | -0.1145 | 14.4286 | 62.6828 | 0 | 1.081 | 1.081 | 0.12879 | 1.081 | 0 | 0.3812 | 0.20023 | 0 | 5.0348
2025-05-09 11:00 | 0.16265 | 74.9952 | -13.679 | 17.3522 | 0.15347 | 0.48805 | 0.43157 | 0.43157 | 0.43157 | 113.0862 | 0 | 0 | 0 | 0.48805 | 0.45429 | 0.43157 | 0 | 0 | 4.8014 | 4.67 | 0.033762 | 0 | 0.033762 | 14.4588 | 62.814 | 0 | 1.3462 | 1.3462 | 0.16038 | 1.3462 | 0 | 0.47473 | 0.39044 | 0 | 5.1581
2025-05-09 12:00 | 0.16158 | 72.1196 | 37.7342 | 20.3127 | 0.15245 | 0.48483 | 0.63728 | 0.63728 | 0.63728 | 76.0781 | 0 | 0 | 0 | 0.48483 | 0.67082 | 0.63728 | 0 | 0 | 4.7669 | 4.697 | 0 | 0.18599 | -0.18599 | 14.2508 | 61.9106 | 0 | 1.9879 | 1.9879 | 0.23683 | 1.9879 | 0 | 0.70101 | 0.38786 | 0 | 5.1818
2025-05-09 13:00 | 0.53405 | 62.0137 | 64.6933 | 30.9937 | 0.51376 | 1.6338 | 0.84457 | 0.84457 | 0.84457 | 193.4536 | 0 | 0 | 0 | 1.6338 | 0.88902 | 0.84457 | 0 | 0 | 4.9334 | 4.511 | 0.74483 | 0 | 0.74483 | 14.917 | 64.8048 | 0 | 2.6345 | 2.6345 | 0.31386 | 2.6345 | 0 | 0.92902 | 1.3071 | 0 | 6.1449
2025-05-09 14:00 | 0.2854 | 49.8771 | 78.5658 | 44.0926 | 0.2697 | 0.85768 | 0.92251 | 0.92251 | 0.92251 | 92.9719 | 0 | 0 | 0 | 0.85768 | 0.97106 | 0.92251 | 0 | 0 | 4.37 | 5.1069 | 0 | 0.11339 | -0.11339 | 14.7903 | 64.2541 | 0 | 2.8776 | 2.8776 | 0.34282 | 2.8776 | 0 | 1.0148 | 0.68614 | 0 | 5.9646
2025-05-09 15:00 | 0.34559 | 37.1985 | 87.8942 | 57.9768 | 0.3227 | 1.0262 | 0.92023 | 0.92023 | 0.92023 | 111.519 | 0 | 0 | 0 | 1.0262 | 0.96867 | 0.92023 | 0 | 0 | 4.5511 | 4.9935 | 0.057569 | 0 | 0.057569 | 14.8417 | 64.4778 | 0 | 2.8705 | 2.8705 | 0.34198 | 2.8705 | 0 | 1.0123 | 0.82099 | 0 | 6.0197
2025-05-09 16:00 | 0.18611 | 24.4384 | 95.5565 | 72.1713 | 0.1723 | 0.54794 | 0.75926 | 0.75926 | 0.75926 | 72.1682 | 0 | 0 | 0 | 0.54794 | 0.79922 | 0.75926 | 0 | 0 | 4.527 | 5.0396 | 0 | 0.25128 | -0.25128 | 14.5608 | 63.2573 | 0 | 2.3683 | 2.3683 | 0.28216 | 2.3683 | 0 | 0.83518 | 0.43835 | 0 | 5.5875
2025-05-09 17:00 | 0.15569 | 11.8341 | 102.7799 | 86.4904 | 0.085879 | 0.27311 | 0.84836 | 0.84836 | 0.84836 | 32.1926 | 0 | 0 | 0 | 0.27311 | 0.89301 | 0.84836 | 0 | 0 | 4.767 | 4.7883 | 0 | 0.6199 | -0.6199 | 13.8677 | 60.2464 | 0 | 2.6463 | 2.6463 | 0.31527 | 2.6463 | 0 | 0.9332 | 0.21849 | 0 | 5.0614
2025-05-09 18:00 | 0.020111 | 0 | 110.3072 | 90 | 0 | 0 | 0.92452 | 0.92452 | 0.92452 | 0 | 0 | 0 | 0 | 0 | 0.97318 | 0.92452 | 0 | 0 | 5.143 | 4.1684 | 0 | 0.97318 | -0.97318 | 12.7797 | 55.5195 | 0 | 2.8838 | 2.8838 | 0.34357 | 2.8838 | 0 | 1.017 | 0 | 0 | 4.1684
2025-05-09 19:00 | 0 | 0 | 118.7799 | 90 | 0 | 0 | 0.80986 | 0.80986 | 0.80986 | 0 | 0 | 1.1102e-16 | 0 | 0 | 0.85248 | 0.80986 | 0 | 0 | 5.143 | 3.1952 | 0 | 0.85248 | -0.85248 | 11.8266 | 51.3789 | 0 | 2.5262 | 2.5262 | 0.30096 | 2.5262 | 0 | 0.89084 | 0 | 0 | 3.1952
2025-05-09 20:00 | 0 | 0 | 128.9011 | 90 | 0 | 0 | 0.89577 | 0.89577 | 0.89577 | 0 | 0 | 1.1102e-16 | 0 | 0 | 0.94292 | 0.89577 | 0 | 0 | 5.143 | 2.3427 | 0 | 0.94292 | -0.94292 | 10.7724 | 46.799 | 0 | 2.7942 | 2.7942 | 0.33289 | 2.7942 | 0 | 0.98535 | 0 | 0 | 2.3427
2025-05-09 21:00 | 0 | 0 | 141.4597 | 90 | 0 | 0 | 0.77775 | 0.77775 | 0.77775 | 0 | 0 | 0 | 0 | 0 | 0.81869 | 0.77775 | 0 | 0 | 5.143 | 1.3998 | 0 | 0.81869 | -0.81869 | 9.8571 | 42.8225 | 0 | 2.426 | 2.426 | 0.28903 | 2.426 | 0 | 0.85553 | 0 | 0 | 1.3998
2025-05-09 22:00 | 0 | 0 | 157.0589 | 90 | 0 | 0 | 0.67677 | 0.55206 | 0.55206 | 0 | 0 | 0.12471 | 0.19239 | 0 | 0.58111 | 0.55206 | 0 | 0 | 5.143 | 0.58111 | 0 | 0.58111 | -0.58111 | 9.2074 | 40 | 0 | 2.111 | 2.111 | 0.2515 | 2.111 | 0 | 0.74444 | 0 | 0 | 0.58111
2025-05-09 23:00 | 0 | 0 | 175.3252 | 90 | 0 | 0 | 0.88265 | 0 | 0 | 0 | 0 | 0.88265 | 0.97091 | 0 | 0 | 0 | 0 | 0 | 5.143 | 0 | 0 | 0 | 0 | 9.2074 | 40 | 0 | 2.7532 | 2.7532 | 0.32801 | 2.7532 | 0 | 0.97091 | 0 | 0 | 0
2025-05-10 | 0 | 0 | -165.8126 | 90 | 0 | 0 | 0.4724 | 1.5094e-15 | 1.5094e-15 | 0 | 0 | 0.4724 | 0.51964 | 0 | 1.5888e-15 | 1.5094e-15 | 0 | 0 | 5.143 | 1.5888e-15 | 0 | 1.5888e-15 | 0 | 9.2074 | 40 | 0 | 1.4736 | 1.4736 | 0.17555 | 1.4736 | 0 | 0.51964 | 0 | 0 | 1.5888e-15
2025-05-10 01:00 | 0 | 0 | -148.8414 | 90 | 0 | 0 | 0.45485 | 3.0188e-15 | 3.0188e-15 | 0 | 0 | 0.45485 | 0.50034 | 0 | 3.1776e-15 | 3.0188e-15 | 0 | 0 | 5.143 | 3.1776e-15 | 0 | 3.1776e-15 | 0 | 9.2074 | 40 | 0 | 1.4188 | 1.4188 | 0.16903 | 1.4188 | 0 | 0.50034 | 0 | 0 | 3.1776e-15
2025-05-10 02:00 | 0 | 0 | -134.8775 | 90 | 0 | 0 | 0.31995 | 3.0188e-15 | 3.0188e-15 | 0 | 0 | 0.31995 | 0.35194 | 0 | 3.1776e-15 | 3.0188e-15 | 0 | 0 | 5.143 | 3.1776e-15 | 0 | 3.1776e-15 | 0 | 9.2074 | 40 | 0 | 0.99801 | 0.99801 | 0.1189 | 0.99801 | 0 | 0.35194 | 0 | 0 | 3.1776e-15
2025-05-10 03:00 | 0 | 0 | -123.6832 | 90 | 0 | 0 | 0.47272 | 4.5281e-15 | 4.5281e-15 | 0 | 0 | 0.47272 | 0.51999 | 0 | 4.7665e-15 | 4.5281e-15 | 0 | 0 | 5.143 | 4.7665e-15 | 0 | 4.7665e-15 | 0 | 9.2074 | 40 | 0 | 1.4745 | 1.4745 | 0.17567 | 1.4745 | 0 | 0.51999 | 0 | 0 | 4.7665e-15
2025-05-10 04:00 | 4.0277e-07 | 0 | -114.5109 | 90 | 0 | 0 | 0.39568 | 4.5281e-15 | 4.5281e-15 | 0 | 0 | 0.39568 | 0.43525 | 0 | 4.7665e-15 | 4.5281e-15 | 0 | 0 | 5.143 | 4.7665e-15 | 0 | 4.7665e-15 | 0 | 9.2074 | 40 | 0 | 1.2343 | 1.2343 | 0.14704 | 1.2343 | 0 | 0.43525 | 0 | 0 | 4.7665e-15
2025-05-10 05:00 | 0.063637 | 5.9402 | -106.6154 | 93.4909 | 0.039895 | 0.12687 | 0.41638 | 0.12053 | 0.12053 | 105.2632 | 0 | 0.29585 | 0.43391 | 0.12687 | 0.12687 | 0.12053 | 0 | 0 | 5.143 | 4.7665e-15 | 0 | 4.7665e-15 | 0 | 9.2074 | 40 | 0 | 1.2988 | 1.2988 | 0.15474 | 1.2988 | 0 | 0.45802 | 0.1015 | 0 | 0.12687
2025-05-10 06:00 | 0.21592 | 18.3827 | -99.3433 | 79.1718 | 0.16989 | 0.54028 | 0.46191 | 0.46191 | 0.46191 | 116.9642 | 0 | 0 | 0.40545 | 0.54028 | 0.48623 | 0.46191 | 0 | 0 | 5.143 | 4.7665e-15 | 0.054049 | 0 | 0.054049 | 9.2557 | 40.21 | 0 | 1.4408 | 1.4408 | 0.17166 | 1.4408 | 0 | 0.50811 | 0.43222 | 0 | 0.54028
2025-05-10 07:00 | 0.48059 | 31.0863 | -92.0363 | 64.9243 | 0.40861 | 1.2994 | 0.40395 | 0.40395 | 0.40395 | 321.6852 | 0 | 0 | 0.15637 | 1.2994 | 0.42521 | 0.40395 | 0 | 0 | 5.143 | 0.043239 | 0.87423 | 0 | 0.87423 | 10.0376 | 43.607 | 0 | 1.26 | 1.26 | 0.15012 | 1.26 | 0 | 0.44434 | 1.0396 | 0 | 1.3427
2025-05-10 08:00 | 0.68668 | 43.8438 | -83.7858 | 50.8846 | 0.6373 | 2.0267 | 0.66261 | 0.66261 | 0.66261 | 305.8684 | 0 | 0 | 0 | 2.0267 | 0.69748 | 0.66261 | 0 | 0 | 5.143 | 0.74263 | 1.3292 | 0 | 1.3292 | 11.2265 | 48.772 | 0 | 2.0669 | 2.0669 | 0.24624 | 2.0669 | 0 | 0.72887 | 1.6214 | 0 | 2.7693
2025-05-10 09:00 | 0.7205 | 56.3503 | -72.7797 | 37.3486 | 0.69689 | 2.2162 | 0.50688 | 0.50688 | 0.50688 | 437.2291 | 0 | 0 | 0 | 2.2162 | 0.53356 | 0.50688 | 0 | 0 | 5.143 | 1.806 | 1.6827 | 0 | 1.6827 | 12.7316 | 55.3104 | 0 | 1.5811 | 1.5811 | 0.18837 | 1.5811 | 0 | 0.55757 | 1.773 | 0 | 4.0222
2025-05-10 10:00 | 0.76051 | 67.8264 | -54.0394 | 25.1959 | 0.74722 | 2.3763 | 0.4397 | 0.4397 | 0.4397 | 540.4389 | 0 | 0 | 0 | 2.3763 | 0.46284 | 0.4397 | 0 | 0 | 5.143 | 3.1521 | 1.9135 | 0 | 1.9135 | 14.443 | 62.7455 | 0 | 1.3715 | 1.3715 | 0.1634 | 1.3715 | 0 | 0.48367 | 1.901 | 0 | 5.5284
2025-05-10 11:00 | 1.0446 | 75.268 | -13.8517 | 17.6188 | 1.0426 | 3.3157 | 0.51288 | 0.51288 | 0.51288 | 646.4737 | 0 | 0 | 0 | 3.3157 | 0.53988 | 0.51288 | 0 | 0 | 4.1211 | 4.6829 | 2.7758 | 0 | 2.7758 | 16.9258 | 73.5314 | 0 | 1.5998 | 1.5998 | 0.1906 | 1.5998 | 0 | 0.56417 | 2.6525 | 0 | 7.9986
2025-05-10 12:00 | 1.0219 | 72.3424 | 38.2705 | 20.549 | 1.0172 | 3.2347 | 1.1194 | 1.1194 | 1.1194 | 288.9612 | 0 | 0 | 0 | 3.2347 | 1.1783 | 1.1194 | 0 | 0 | 2.4972 | 6.0061 | 2.0564 | 0 | 2.0564 | 18.765 | 81.5218 | 0 | 3.4918 | 3.4918 | 0.416 | 3.4918 | 0 | 1.2314 | 2.5878 | 0 | 9.2409
2025-05-10 13:00 | 0.95985 | 62.1649 | 65.1878 | 31.1473 | 0.94196 | 2.9956 | 0.5599 | 0.5599 | 0.5599 | 535.0248 | 0.88087 | 0 | 0 | 2.9956 | 0.58937 | 0.5599 | 0 | 0 | 1.5254 | 6.0061 | 1.5254 | 0 | 1.5254 | 20.1293 | 87.449 | 0 | 1.7465 | 1.7465 | 0.20807 | 1.7465 | 0 | 0.61589 | 2.3965 | 0 | 9.0018
2025-05-10 14:00 | 0.87342 | 49.9985 | 78.9517 | 44.194 | 0.83077 | 2.642 | 0.91656 | 0.91656 | 0.91656 | 288.249 | 0.77205 | 0 | 0 | 2.642 | 0.9648 | 0.91656 | 0 | 0 | 0.90513 | 6.0061 | 0.90513 | 0 | 0.90513 | 20.9389 | 90.966 | 0 | 2.859 | 2.859 | 0.34061 | 2.859 | 0 | 1.0082 | 2.1136 | 0 | 8.6481
2025-05-10 15:00 | 0.68841 | 37.3111 | 88.2115 | 58.0442 | 0.61363 | 1.9515 | 0.66411 | 0.66411 | 0.66411 | 293.8463 | 0.60091 | 0 | 0 | 1.9515 | 0.69906 | 0.66411 | 0 | 0 | 0.65149 | 6.0061 | 0.65149 | 0 | 0.65149 | 21.5216 | 93.4975 | 0 | 2.0716 | 2.0716 | 0.2468 | 2.0716 | 0 | 0.73052 | 1.5612 | 0 | 7.9576
2025-05-10 16:00 | 0.41604 | 24.5531 | 95.8329 | 72.2131 | 0.31823 | 1.012 | 0.69737 | 0.69737 | 0.69737 | 145.1221 | 0 | 0 | 0 | 1.012 | 0.73407 | 0.69737 | 0 | 0 | 0.46893 | 6.0061 | 0.27796 | 0 | 0.27796 | 21.7703 | 94.5776 | 0 | 2.1753 | 2.1753 | 0.25916 | 2.1753 | 0 | 0.7671 | 0.80963 | 0 | 7.0182
2025-05-10 17:00 | 0.19555 | 11.9582 | 103.0324 | 86.5101 | 0.074202 | 0.23598 | 0.70908 | 0.70908 | 0.70908 | 33.2793 | 0 | 0 | 0 | 0.23598 | 0.7464 | 0.70908 | 0 | 0 | 0.47456 | 6.0061 | 0 | 0.51042 | -0.51042 | 21.1996 | 92.0984 | 0 | 2.2118 | 2.2118 | 0.26351 | 2.2118 | 0 | 0.77999 | 0.18878 | 0 | 6.2421
2025-05-10 18:00 | 0.019837 | 0 | 110.5458 | 90 | 0 | 0 | 0.73003 | 0.73003 | 0.73003 | 0 | 0 | 1.1102e-16 | 0 | 0 | 0.76846 | 0.73003 | 0 | 0 | 1.0564 | 6.0061 | 0 | 0.76846 | -0.76846 | 20.3404 | 88.3659 | 0 | 2.2772 | 2.2772 | 0.2713 | 2.2772 | 0 | 0.80304 | 0 | 0 | 6.0061
2025-05-10 19:00 | 0 | 0 | 119.0093 | 90 | 0 | 0 | 0.67434 | 0.67434 | 0.67434 | 0 | 0 | 1.1102e-16 | 0 | 0 | 0.70984 | 0.67434 | 0 | 0 | 1.7212 | 6.0061 | 0 | 0.70984 | -0.70984 | 19.5468 | 84.9182 | 0 | 2.1035 | 2.1035 | 0.2506 | 2.1035 | 0 | 0.74178 | 0 | 0 | 6.0061
2025-05-10 20:00 | 0 | 0 | 129.1194 | 90 | 0 | 0 | 0.89355 | 0.89355 | 0.89355 | 0 | 0 | 1.1102e-16 | 0 | 0 | 0.94058 | 0.89355 | 0 | 0 | 2.2285 | 6.0061 | 0 | 0.94058 | -0.94058 | 18.4952 | 80.3497 | 0 | 2.7872 | 2.7872 | 0.33206 | 2.7872 | 0 | 0.9829 | 0 | 0 | 6.0061
2025-05-10 21:00 | 0 | 0 | 141.6535 | 90 | 0 | 0 | 0.90809 | 0.90809 | 0.90809 | 0 | 0 | 1.1102e-16 | 0 | 0 | 0.95588 | 0.90809 | 0 | 0 | 2.906 | 6.0061 | 0 | 0.95588 | -0.95588 | 17.4265 | 75.7068 | 0 | 2.8326 | 2.8326 | 0.33747 | 2.8326 | 0 | 0.9989 | 0 | 0 | 6.0061
2025-05-10 22:00 | 0 | 0 | 157.1978 | 90 | 0 | 0 | 1.1133 | 1.1133 | 1.1133 | 0 | 0 | 0 | 0 | 0 | 1.1719 | 1.1133 | 0 | 0 | 3.5455 | 6.0061 | 0 | 1.1719 | -1.1719 | 16.1162 | 70.0146 | 0 | 3.4728 | 3.4728 | 0.41374 | 3.4728 | 0 | 1.2247 | 0 | 0 | 6.0061
2025-05-10 23:00 | 0 | 0 | 175.371 | 90 | 0 | 0 | 1.0962 | 1.0962 | 1.0962 | 0 | 0 | 2.2204e-16 | 0 | 0 | 1.1539 | 1.0962 | 0 | 0 | 4.3537 | 6.0061 | 0 | 1.1539 | -1.1539 | 14.8261 | 64.4098 | 0 | 3.4195 | 3.4195 | 0.40738 | 3.4195 | 0 | 1.2059 | 0 | 0 | 6.0061
2025-05-11 | 0 | 0 | -165.8742 | 90 | 0 | 0 | 0.4435 | 0.4435 | 0.4435 | 0 | 0 | 5.5511e-17 | 0 | 0 | 0.46684 | 0.4435 | 0 | 0 | 5.1016 | 5.0256 | 0 | 0.46684 | -0.46684 | 14.3042 | 62.1423 | 0 | 1.3834 | 1.3834 | 0.16481 | 1.3834 | 0 | 0.48785 | 0 | 0 | 5.0256
2025-05-11 01:00 | 0 | 0 | -148.9805 | 90 | 0 | 0 | 0.31852 | 0.31852 | 0.31852 | 0 | 0 | 5.5511e-17 | 0 | 0 | 0.33529 | 0.31852 | 0 | 0 | 5.143 | 4.5587 | 0 | 0.33529 | -0.33529 | 13.9293 | 60.5138 | 0 | 0.99356 | 0.99356 | 0.11837 | 0.99356 | 0 | 0.35037 | 0 | 0 | 4.5587
2025-05-11 02:00 | 0 | 0 | -135.0589 | 90 | 0 | 0 | 0.32316 | 0.32316 | 0.32316 | 0 | 0 | 5.5511e-17 | 0 | 0 | 0.34017 | 0.32316 | 0 | 0 | 5.143 | 4.2234 | 0 | 0.34017 | -0.34017 | 13.549 | 58.8616 | 0 | 1.008 | 1.008 | 0.12009 | 1.008 | 0 | 0.35548 | 0 | 0 | 4.2234
2025-05-11 03:00 | 0 | 0 | -123.8849 | 90 | 0 | 0 | 0.37742 | 0.37742 | 0.37742 | 0 | 0 | 0 | 0 | 0 | 0.39729 | 0.37742 | 0 | 0 | 5.143 | 3.8833 | 0 | 0.39729 | -0.39729 | 13.1048 | 56.9319 | 0 | 1.1773 | 1.1773 | 0.14026 | 1.1773 | 0 | 0.41517 | 0 | 0 | 3.8833
2025-05-11 04:00 | 1.4334e-05 | 0 | -114.7248 | 90 | 0 | 0 | 0.52025 | 0.52025 | 0.52025 | 0 | 0 | 0 | 0 | 0 | 0.54764 | 0.52025 | 0 | 0 | 5.143 | 3.486 | 0 | 0.54764 | -0.54764 | 12.4925 | 54.2719 | 0 | 1.6228 | 1.6228 | 0.19334 | 1.6228 | 0 | 0.57228 | 0 | 0 | 3.486
2025-05-11 05:00 | 0.086092 | 6.0913 | -106.8419 | 93.4736 | 0.023967 | 0.07622 | 0.2895 | 0.2895 | 0.2895 | 26.3283 | 0 | 5.5511e-17 | 0 | 0.07622 | 0.30474 | 0.2895 | 0 | 0 | 5.143 | 2.9383 | 0 | 0.22852 | -0.22852 | 12.237 | 53.162 | 0 | 0.90303 | 0.90303 | 0.10758 | 0.90303 | 0 | 0.31845 | 0.060976 | 0 | 3.0146
2025-05-11 06:00 | 0.23778 | 18.5219 | -99.5887 | 79.1759 | 0.17634 | 0.56078 | 0.32896 | 0.32896 | 0.32896 | 170.4719 | 0 | 0 | 0 | 0.56078 | 0.34627 | 0.32896 | 0 | 0 | 5.143 | 2.7098 | 0.21451 | 0 | 0.21451 | 12.4289 | 53.9955 | 0 | 1.0261 | 1.0261 | 0.12225 | 1.0261 | 0 | 0.36186 | 0.44863 | 0 | 3.2706
2025-05-11 07:00 | 0.45618 | 31.2197 | -92.3123 | 64.9519 | 0.38933 | 1.2381 | 0.26983 | 0.26983 | 0.26983 | 458.8486 | 0 | 0 | 0 | 1.2381 | 0.28403 | 0.26983 | 0 | 0 | 5.143 | 2.8814 | 0.95409 | 0 | 0.95409 | 13.2823 | 57.7028 | 0 | 0.84169 | 0.84169 | 0.10028 | 0.84169 | 0 | 0.29682 | 0.9905 | 0 | 4.1196
2025-05-11 08:00 | 0.74957 | 43.9794 | -84.1118 | 50.9417 | 0.69275 | 2.2031 | 0.22611 | 0.22611 | 0.22611 | 974.3342 | 0 | 0 | 0 | 2.2031 | 0.23801 | 0.22611 | 0 | 0 | 5.143 | 3.6447 | 1.965 | 0 | 1.965 | 15.0399 | 65.3384 | 0 | 0.7053 | 0.7053 | 0.084027 | 0.7053 | 0 | 0.24872 | 1.7624 | 0 | 5.8478
2025-05-11 09:00 | 0.87658 | 56.5019 | -73.1864 | 37.4485 | 0.84711 | 2.6939 | 0.41471 | 0.41471 | 0.41471 | 649.6001 | 0 | 0 | 0 | 2.6939 | 0.43653 | 0.41471 | 0 | 0 | 3.9246 | 5.2168 | 2.2574 | 0 | 2.2574 | 17.0589 | 74.1101 | 0 | 1.2936 | 1.2936 | 0.15411 | 1.2936 | 0 | 0.45618 | 2.1552 | 0 | 7.9107
2025-05-11 10:00 | 0.93529 | 68.0219 | -54.5396 | 25.3664 | 0.92324 | 2.9361 | 0.53156 | 0.53156 | 0.53156 | 552.3444 | 0 | 0 | 0 | 2.9361 | 0.55954 | 0.53156 | 0 | 0 | 2.5962 | 6.0061 | 2.3765 | 0 | 2.3765 | 19.1846 | 83.3445 | 0 | 1.6581 | 1.6581 | 0.19754 | 1.6581 | 0 | 0.58472 | 2.3488 | 0 | 8.9422
2025-05-11 11:00 | 0.87109 | 75.5353 | -14.0358 | 17.8813 | 0.86374 | 2.7468 | 0.33688 | 0.33688 | 0.33688 | 815.3666 | 1.095 | 0 | 0 | 2.7468 | 0.35461 | 0.33688 | 0 | 0 | 1.2972 | 6.0061 | 1.2972 | 0 | 1.2972 | 20.3448 | 88.3851 | 0 | 1.0508 | 1.0508 | 0.12519 | 1.0508 | 0 | 0.37057 | 2.1975 | 0 | 8.753
2025-05-11 12:00 | 0.98981 | 72.5608 | 38.8037 | 20.7807 | 0.98255 | 3.1247 | 0.64024 | 0.64024 | 0.64024 | 488.0524 | 1.6131 | 0 | 0 | 3.1247 | 0.67393 | 0.64024 | 0 | 0 | 0.83762 | 6.0061 | 0.83762 | 0 | 0.83762 | 21.094 | 91.6398 | 0 | 1.9971 | 1.9971 | 0.23793 | 1.9971 | 0 | 0.70426 | 2.4997 | 0 | 9.1308
2025-05-11 13:00 | 0.89365 | 62.3133 | 65.6753 | 31.2977 | 0.87429 | 2.7804 | 0.85511 | 0.85511 | 0.85511 | 325.1504 | 1.2774 | 0 | 0 | 2.7804 | 0.90011 | 0.85511 | 0 | 0 | 0.6029 | 6.0061 | 0.6029 | 0 | 0.6029 | 21.6333 | 93.9825 | 0 | 2.6673 | 2.6673 | 0.31778 | 2.6673 | 0 | 0.94062 | 2.2243 | 0 | 8.7865
2025-05-11 14:00 | 0.75378 | 50.1182 | 79.3308 | 44.2926 | 0.71493 | 2.2736 | 0.81167 | 0.81167 | 0.81167 | 280.1129 | 0.98525 | 0 | 0 | 2.2736 | 0.85439 | 0.81167 | 0 | 0 | 0.43395 | 6.0061 | 0.43395 | 0 | 0.43395 | 22.0214 | 95.6688 | 0 | 2.5318 | 2.5318 | 0.30163 | 2.5318 | 0 | 0.89284 | 1.8189 | 0 | 8.2797
2025-05-11 15:00 | 0.55123 | 37.4227 | 88.5225 | 58.1089 | 0.49313 | 1.5682 | 0.80931 | 0.80931 | 0.80931 | 193.7746 | 0.40398 | 0 | 0 | 1.5682 | 0.8519 | 0.80931 | 0 | 0 | 0.31235 | 6.0061 | 0.31235 | 0 | 0.31235 | 22.3008 | 96.8825 | 0 | 2.5245 | 2.5245 | 0.30076 | 2.5245 | 0 | 0.89024 | 1.2546 | 0 | 7.5744
2025-05-11 16:00 | 0.31362 | 24.6671 | 96.1036 | 72.2524 | 0.25884 | 0.82315 | 0.88354 | 0.88354 | 0.88354 | 93.1656 | 0 | 0 | 0 | 0.82315 | 0.93004 | 0.88354 | 0 | 0 | 0.22482 | 6.0061 | 0 | 0.10689 | -0.10689 | 22.1813 | 96.3633 | 0 | 2.756 | 2.756 | 0.32834 | 2.756 | 0 | 0.97189 | 0.65852 | 0 | 6.8293
2025-05-11 17:00 | 0.14881 | 12.0817 | 103.2793 | 86.5275 | 0.09006 | 0.28641 | 0.56662 | 0.56662 | 0.56662 | 50.5464 | 0 | 0 | 0 | 0.28641 | 0.59644 | 0.56662 | 0 | 0 | 0.41903 | 6.0061 | 0 | 0.31004 | -0.31004 | 21.8347 | 94.8574 | 0 | 1.7675 | 1.7675 | 0.21057 | 1.7675 | 0 | 0.62328 | 0.22913 | 0 | 6.2926
2025-05-11 18:00 | 0.015762 | 0 | 110.7788 | 90 | 0 | 0 | 0.78077 | 0.78077 | 0.78077 | 0 | 0 | 1.1102e-16 | 0 | 0 | 0.82187 | 0.78077 | 0 | 0 | 0.72362 | 6.0061 | 0 | 0.82187 | -0.82187 | 20.9158 | 90.8655 | 0 | 2.4355 | 2.4355 | 0.29015 | 2.4355 | 0 | 0.85885 | 0 | 0 | 6.0061
2025-05-11 19:00 | 0 | 0 | 119.2329 | 90 | 0 | 0 | 0.84823 | 0.84823 | 0.84823 | 0 | 0 | 1.1102e-16 | 0 | 0 | 0.89287 | 0.84823 | 0 | 0 | 1.4245 | 6.0061 | 0 | 0.89287 | -0.89287 | 19.9175 | 86.5287 | 0 | 2.6459 | 2.6459 | 0.31522 | 2.6459 | 0 | 0.93305 | 0 | 0 | 6.0061
2025-05-11 20:00 | 0 | 0 | 129.3315 | 90 | 0 | 0 | 0.95124 | 0.95124 | 0.95124 | 0 | 0 | 1.1102e-16 | 0 | 0 | 1.0013 | 0.95124 | 0 | 0 | 2.0827 | 6.0061 | 0 | 1.0013 | -1.0013 | 18.798 | 81.6652 | 0 | 2.9672 | 2.9672 | 0.3535 | 2.9672 | 0 | 1.0464 | 0 | 0 | 6.0061
2025-05-11 21:00 | 0 | 0 | 141.8407 | 90 | 0 | 0 | 0.40212 | 0.40212 | 0.40212 | 0 | 0 | 5.5511e-17 | 0 | 0 | 0.42328 | 0.40212 | 0 | 0 | 2.7805 | 6.0061 | 0 | 0.42328 | -0.42328 | 18.3248 | 79.6093 | 0 | 1.2543 | 1.2543 | 0.14943 | 1.2543 | 0 | 0.44233 | 0 | 0 | 6.0061
2025-05-11 22:00 | 0 | 0 | 157.3306 | 90 | 0 | 0 | 0.9203 | 0.9203 | 0.9203 | 0 | 0 | 1.1102e-16 | 0 | 0 | 0.96874 | 0.9203 | 0 | 0 | 2.918 | 6.0061 | 0 | 0.96874 | -0.96874 | 17.2417 | 74.904 | 0 | 2.8707 | 2.8707 | 0.342 | 2.8707 | 0 | 1.0123 | 0 | 0 | 6.0061
2025-05-11 23:00 | 0 | 0 | 175.4128 | 90 | 0 | 0 | 0.82477 | 0.82477 | 0.82477 | 0 | 0 | 1.1102e-16 | 0 | 0 | 0.86818 | 0.82477 | 0 | 0 | 3.6156 | 6.0061 | 0 | 0.86818 | -0.86818 | 16.271 | 70.6871 | 0 | 2.5727 | 2.5727 | 0.3065 | 2.5727 | 0 | 0.90725 | 0 | 0 | 6.0061
2025-05-12 | 0 | 0 | -165.9369 | 90 | 0 | 0 | 0.22795 | 0.22795 | 0.22795 | 0 | 0 | 0 | 0 | 0 | 0.23995 | 0.22795 | 0 | 0 | 4.1699 | 6.0061 | 0 | 0.23995 | -0.23995 | 16.0028 | 69.5216 | 0 | 0.71106 | 0.71106 | 0.084713 | 0.71106 | 0 | 0.25075 | 0 | 0 | 6.0061
2025-05-12 01:00 | 0 | 0 | -149.1184 | 90 | 0 | 0 | 0.39563 | 0.39563 | 0.39563 | 0 | 0 | 0 | 0 | 0 | 0.41645 | 0.39563 | 0 | 0 | 4.1529 | 6.0061 | 0 | 0.41645 | -0.41645 | 15.5372 | 67.4989 | 0 | 1.2341 | 1.2341 | 0.14703 | 1.2341 | 0 | 0.4352 | 0 | 0 | 6.0061
2025-05-12 02:00 | 0 | 0 | -135.2381 | 90 | 0 | 0 | 0.311 | 0.311 | 0.311 | 0 | 0 | 5.5511e-17 | 0 | 0 | 0.32737 | 0.311 | 0 | 0 | 4.3878 | 5.6615 | 0 | 0.32737 | -0.32737 | 15.1712 | 65.9088 | 0 | 0.9701 | 0.9701 | 0.11557 | 0.9701 | 0 | 0.3421 | 0 | 0 | 5.6615
2025-05-12 03:00 | 0 | 0 | -124.084 | 90 | 0 | 0 | 0.32723 | 0.32723 | 0.32723 | 0 | 0 | 0 | 0 | 0 | 0.34445 | 0.32723 | 0 | 0 | 4.5565 | 5.3342 | 0 | 0.34445 | -0.34445 | 14.786 | 64.2357 | 0 | 1.0207 | 1.0207 | 0.12161 | 1.0207 | 0 | 0.35995 | 0 | 0 | 5.3342
2025-05-12 04:00 | 6.6195e-05 | 0 | -114.9357 | 90 | 0 | 0 | 0.19876 | 0.19876 | 0.19876 | 0 | 0 | 2.7756e-17 | 0 | 0 | 0.20922 | 0.19876 | 0 | 0 | 4.7603 | 4.9897 | 0 | 0.20922 | -0.20922 | 14.5521 | 63.2195 | 0 | 0.62 | 0.62 | 0.073864 | 0.62 | 0 | 0.21864 | 0 | 0 | 4.9897
2025-05-12 05:00 | 0.097699 | 6.2375 | -107.0653 | 93.4587 | 0.015658 | 0.049796 | 0.4129 | 0.4129 | 0.4129 | 12.06 | 0 | 0 | 0 | 0.049796 | 0.43464 | 0.4129 | 0 | 0 | 4.8488 | 4.7805 | 0 | 0.38484 | -0.38484 | 14.1219 | 61.3503 | 0 | 1.288 | 1.288 | 0.15344 | 1.288 | 0 | 0.45419 | 0.039837 | 0 | 4.8303
2025-05-12 06:00 | 0.29674 | 18.6563 | -99.8309 | 79.1823 | 0.1914 | 0.60868 | 0.38291 | 0.38291 | 0.38291 | 158.9637 | 0 | 0 | 0 | 0.60868 | 0.40306 | 0.38291 | 0 | 0 | 5.1183 | 4.3957 | 0.20562 | 0 | 0.20562 | 14.3058 | 62.1493 | 0 | 1.1944 | 1.1944 | 0.1423 | 1.1944 | 0 | 0.4212 | 0.48695 | 0 | 5.0043
2025-05-12 07:00 | 0.52839 | 31.3481 | -92.5849 | 64.9817 | 0.44189 | 1.4053 | 0.61412 | 0.61412 | 0.61412 | 228.8291 | 0 | 0 | 0 | 1.4053 | 0.64644 | 0.61412 | 0 | 0 | 4.8782 | 4.5602 | 0.75884 | 0 | 0.75884 | 14.9845 | 65.0979 | 0 | 1.9156 | 1.9156 | 0.22822 | 1.9156 | 0 | 0.67553 | 1.1242 | 0 | 5.9654
2025-05-12 08:00 | 0.74626 | 44.1096 | -84.4344 | 51.0008 | 0.68739 | 2.186 | 0.24526 | 0.24526 | 0.24526 | 891.295 | 0 | 0 | 0 | 2.186 | 0.25817 | 0.24526 | 0 | 0 | 4.3187 | 5.1672 | 1.9279 | 0 | 1.9279 | 16.7088 | 72.589 | 0 | 0.76505 | 0.76505 | 0.091145 | 0.76505 | 0 | 0.26979 | 1.7488 | 0 | 7.3533
2025-05-12 09:00 | 0.96576 | 56.6475 | -73.5905 | 37.5498 | 0.93072 | 2.9598 | 0.41099 | 0.41099 | 0.41099 | 720.1667 | 0 | 0 | 0 | 2.9598 | 0.43263 | 0.41099 | 0 | 0 | 3.0224 | 6.0061 | 2.5272 | 0 | 2.5272 | 18.9692 | 82.409 | 0 | 1.282 | 1.282 | 0.15273 | 1.282 | 0 | 0.45209 | 2.3679 | 0 | 8.966
2025-05-12 10:00 | 1.0343 | 68.2106 | -55.0424 | 25.5368 | 1.019 | 3.2405 | 0.45434 | 0.45434 | 0.45434 | 713.2429 | 1.2771 | 0 | 0 | 3.2405 | 0.47825 | 0.45434 | 0 | 0 | 1.4852 | 6.0061 | 1.4852 | 0 | 1.4852 | 20.2976 | 88.1799 | 0 | 1.4172 | 1.4172 | 0.16884 | 1.4172 | 0 | 0.49977 | 2.5924 | 0 | 9.2467
2025-05-12 11:00 | 0.94677 | 75.7968 | -14.2315 | 18.1394 | 0.93919 | 2.9868 | 0.42005 | 0.42005 | 0.42005 | 711.0447 | 1.6922 | 0 | 0 | 2.9868 | 0.44216 | 0.42005 | 0 | 0 | 0.85241 | 6.0061 | 0.85241 | 0 | 0.85241 | 21.06 | 91.4921 | 0 | 1.3103 | 1.3103 | 0.1561 | 1.3103 | 0 | 0.46206 | 2.3894 | 0 | 8.9929
2025-05-12 12:00 | 1.046 | 72.7749 | 39.3334 | 21.0076 | 1.036 | 3.2946 | 0.71068 | 0.71068 | 0.71068 | 463.5791 | 1.9329 | 0 | 0 | 3.2946 | 0.74809 | 0.71068 | 0 | 0 | 0.61355 | 6.0061 | 0.61355 | 0 | 0.61355 | 21.6088 | 93.8762 | 0 | 2.2168 | 2.2168 | 0.26411 | 2.2168 | 0 | 0.78175 | 2.6357 | 0 | 9.3007
2025-05-12 13:00 | 0.94292 | 62.459 | 66.1553 | 31.4447 | 0.92028 | 2.9266 | 0.85381 | 0.85381 | 0.85381 | 342.7732 | 1.5863 | 0 | 0 | 2.9266 | 0.89875 | 0.85381 | 0 | 0 | 0.44162 | 6.0061 | 0.44162 | 0 | 0.44162 | 22.0038 | 95.5922 | 0 | 2.6633 | 2.6633 | 0.31729 | 2.6633 | 0 | 0.93919 | 2.3413 | 0 | 8.9328
2025-05-12 14:00 | 0.76576 | 50.2364 | 79.7028 | 44.3884 | 0.72402 | 2.3025 | 0.70181 | 0.70181 | 0.70181 | 328.082 | 1.2459 | 0 | 0 | 2.3025 | 0.73874 | 0.70181 | 0 | 0 | 0.31787 | 6.0061 | 0.31787 | 0 | 0.31787 | 22.2881 | 96.8274 | 0 | 2.1891 | 2.1891 | 0.26081 | 2.1891 | 0 | 0.77199 | 1.842 | 0 | 8.3087
2025-05-12 15:00 | 0.60504 | 37.5333 | 88.8273 | 58.1711 | 0.53626 | 1.7054 | 0.8149 | 0.8149 | 0.8149 | 209.2788 | 0.61882 | 0 | 0 | 1.7054 | 0.85778 | 0.8149 | 0 | 0 | 0.2288 | 6.0061 | 0.2288 | 0 | 0.2288 | 22.4928 | 97.7164 | 0 | 2.5419 | 2.5419 | 0.30283 | 2.5419 | 0 | 0.89638 | 1.3643 | 0 | 7.7116
2025-05-12 16:00 | 0.39201 | 24.7804 | 96.3685 | 72.2892 | 0.30011 | 0.95439 | 0.92043 | 0.92043 | 0.92043 | 103.6895 | 1.1102e-16 | 0 | 0 | 0.95439 | 0.96887 | 0.92043 | 0 | 0 | 0.16468 | 6.0061 | 0 | 0.014485 | -0.014485 | 22.4766 | 97.6461 | 0 | 2.8711 | 2.8711 | 0.34205 | 2.8711 | 0 | 1.0125 | 0.76351 | 0 | 6.9605
2025-05-12 17:00 | 0.16428 | 12.2045 | 103.5206 | 86.5424 | 0.085503 | 0.27191 | 0.48578 | 0.48578 | 0.48578 | 55.9745 | 0 | 0 | 0 | 0.27191 | 0.51135 | 0.48578 | 0 | 0 | 0.2497 | 6.0061 | 0 | 0.23944 | -0.23944 | 22.2089 | 96.4831 | 0 | 1.5153 | 1.5153 | 0.18053 | 1.5153 | 0 | 0.53436 | 0.21753 | 0 | 6.2781
2025-05-12 18:00 | 0.023814 | 0.0092519 | 111.0061 | 100.8188 | 0.0036219 | 0.011518 | 0.90365 | 0.90365 | 0.90365 | 1.2746 | 0 | 1.1102e-16 | 0 | 0.011518 | 0.95121 | 0.90365 | 0 | 0 | 0.49373 | 6.0061 | 0 | 0.93969 | -0.93969 | 21.1583 | 91.9189 | 0 | 2.8187 | 2.8187 | 0.33581 | 2.8187 | 0 | 0.99401 | 0.0092145 | 0 | 6.0177
2025-05-12 19:00 | 0 | 0 | 119.4506 | 90 | 0 | 0 | 0.43228 | 0.43228 | 0.43228 | 0 | 0 | 5.5511e-17 | 0 | 0 | 0.45503 | 0.43228 | 0 | 0 | 1.3124 | 6.0061 | 0 | 0.45503 | -0.45503 | 20.6495 | 89.7088 | 0 | 1.3484 | 1.3484 | 0.16064 | 1.3484 | 0 | 0.4755 | 0 | 0 | 6.0061
2025-05-12 20:00 | 0 | 0 | 129.5373 | 90 | 0 | 0 | 0.6944 | 0.6944 | 0.6944 | 0 | 0 | 0 | 0 | 0 | 0.73095 | 0.6944 | 0 | 0 | 1.5649 | 6.0061 | 0 | 0.73095 | -0.73095 | 19.8323 | 86.1584 | 0 | 2.1661 | 2.1661 | 0.25806 | 2.1661 | 0 | 0.76384 | 0 | 0 | 6.0061
2025-05-12 21:00 | 0 | 0 | 142.0213 | 90 | 0 | 0 | 0.61595 | 0.61595 | 0.61595 | 0 | 0 | 1.1102e-16 | 0 | 0 | 0.64836 | 0.61595 | 0 | 0 | 2.0822 | 6.0061 | 0 | 0.64836 | -0.64836 | 19.1074 | 83.0092 | 0 | 1.9213 | 1.9213 | 0.2289 | 1.9213 | 0 | 0.67754 | 0 | 0 | 6.0061
2025-05-12 22:00 | 0 | 0 | 157.4574 | 90 | 0 | 0 | 0.74674 | 0.74674 | 0.74674 | 0 | 0 | 1.1102e-16 | 0 | 0 | 0.78604 | 0.74674 | 0 | 0 | 2.4905 | 6.0061 | 0 | 0.78604 | -0.78604 | 18.2286 | 79.1913 | 0 | 2.3293 | 2.3293 | 0.2775 | 2.3293 | 0 | 0.82141 | 0 | 0 | 6.0061
2025-05-12 23:00 | 0 | 0 | 175.4505 | 90 | 0 | 0 | 0.9311 | 0.9311 | 0.9311 | 0 | 0 | 1.1102e-16 | 0 | 0 | 0.9801 | 0.9311 | 0 | 0 | 3.0196 | 6.0061 | 0 | 0.9801 | -0.9801 | 17.1328 | 74.4308 | 0 | 2.9044 | 2.9044 | 0.34602 | 2.9044 | 0 | 1.0242 | 0 | 0 | 6.0061
2025-05-13 | 0 | 0 | -166.0006 | 90 | 0 | 0 | 0.34013 | 0.34013 | 0.34013 | 0 | 0 | 0 | 0 | 0 | 0.35803 | 0.34013 | 0 | 0 | 3.7004 | 6.0061 | 0 | 0.35803 | -0.35803 | 16.7325 | 72.6919 | 0 | 1.061 | 1.061 | 0.1264 | 1.061 | 0 | 0.37414 | 0 | 0 | 6.0061
2025-05-13 01:00 | 0 | 0 | -149.2552 | 90 | 0 | 0 | 0.38051 | 0.38051 | 0.38051 | 0 | 0 | 5.5511e-17 | 0 | 0 | 0.40053 | 0.38051 | 0 | 0 | 3.7835 | 6.0061 | 0 | 0.40053 | -0.40053 | 16.2847 | 70.7464 | 0 | 1.1869 | 1.1869 | 0.14141 | 1.1869 | 0 | 0.41856 | 0 | 0 | 6.0061
2025-05-13 02:00 | 0 | 0 | -135.4149 | 90 | 0 | 0 | 0.31101 | 0.31101 | 0.31101 | 0 | 0 | 0 | 0 | 0 | 0.32738 | 0.31101 | 0 | 0 | 3.9834 | 6.0061 | 0 | 0.32738 | -0.32738 | 15.9187 | 69.1563 | 0 | 0.97013 | 0.97013 | 0.11558 | 0.97013 | 0 | 0.34211 | 0 | 0 | 6.0061
2025-05-13 03:00 | 0 | 0 | -124.2802 | 90 | 0 | 0 | 0.36746 | 0.36746 | 0.36746 | 0 | 0 | 0 | 0 | 0 | 0.3868 | 0.36746 | 0 | 0 | 4.1455 | 6.0028 | 0 | 0.3868 | -0.3868 | 15.4862 | 67.2776 | 0 | 1.1462 | 1.1462 | 0.13656 | 1.1462 | 0 | 0.4042 | 0 | 0 | 6.0028
2025-05-13 04:00 | 6.2697e-05 | 0 | -115.1437 | 90 | 0 | 0 | 0.37794 | 0.37794 | 0.37794 | 0 | 0 | 0 | 0 | 0 | 0.39783 | 0.37794 | 0 | 0 | 4.3843 | 5.616 | 0 | 0.39783 | -0.39783 | 15.0414 | 65.3452 | 0 | 1.1789 | 1.1789 | 0.14045 | 1.1789 | 0 | 0.41574 | 0 | 0 | 5.616
2025-05-13 05:00 | 0.017825 | 6.3788 | -107.2856 | 93.4463 | 0.016604 | 0.052804 | 0.41558 | 0.41558 | 0.41558 | 12.7062 | 0 | 5.5511e-17 | 0 | 0.052804 | 0.43745 | 0.41558 | 0 | 0 | 4.6342 | 5.2181 | 0 | 0.38465 | -0.38465 | 14.6114 | 63.477 | 0 | 1.2963 | 1.2963 | 0.15444 | 1.2963 | 0 | 0.45714 | 0.042243 | 0 | 5.271
2025-05-13 06:00 | 0.19034 | 18.7857 | -100.0697 | 79.191 | 0.16018 | 0.50941 | 0.56009 | 0.56009 | 0.56009 | 90.9515 | 0 | 0 | 0 | 0.50941 | 0.58957 | 0.56009 | 0 | 0 | 4.871 | 4.8335 | 0 | 0.080158 | -0.080158 | 14.5218 | 63.0876 | 0 | 1.7471 | 1.7471 | 0.20814 | 1.7471 | 0 | 0.6161 | 0.40753 | 0 | 5.3429
2025-05-13 07:00 | 0.23752 | 31.4713 | -92.8539 | 65.0137 | 0.2215 | 0.70441 | 0.33276 | 0.33276 | 0.33276 | 211.6863 | 0 | 0 | 0 | 0.70441 | 0.35028 | 0.33276 | 0 | 0 | 4.8362 | 4.7533 | 0.35414 | 0 | 0.35414 | 14.8385 | 64.4637 | 0 | 1.038 | 1.038 | 0.12366 | 1.038 | 0 | 0.36604 | 0.56353 | 0 | 5.4578
2025-05-13 08:00 | 0.40625 | 44.2344 | -84.7534 | 51.0618 | 0.3818 | 1.2142 | 0.33113 | 0.33113 | 0.33113 | 366.6797 | 0 | 0 | 0 | 1.2142 | 0.34855 | 0.33113 | 0 | 0 | 4.523 | 5.0367 | 0.86562 | 0 | 0.86562 | 15.6127 | 67.8272 | 0 | 1.0329 | 1.0329 | 0.12305 | 1.0329 | 0 | 0.36424 | 0.97134 | 0 | 6.2508
2025-05-13 09:00 | 0.65438 | 56.787 | -73.9916 | 37.6524 | 0.62761 | 1.9959 | 0.43317 | 0.43317 | 0.43317 | 460.774 | 0 | 0 | 0 | 1.9959 | 0.45597 | 0.43317 | 0 | 0 | 3.9197 | 5.7291 | 1.54 | 0 | 1.54 | 16.9901 | 73.811 | 0 | 1.3512 | 1.3512 | 0.16097 | 1.3512 | 0 | 0.47648 | 1.5967 | 0 | 7.7251
2025-05-13 10:00 | 0.63518 | 68.3925 | -55.5474 | 25.7069 | 0.61466 | 1.9547 | 0.39546 | 0.39546 | 0.39546 | 494.2991 | 0 | 0 | 0 | 1.9547 | 0.41627 | 0.39546 | 0 | 0 | 2.9295 | 6.0061 | 1.5385 | 0 | 1.5385 | 18.3662 | 79.7891 | 0 | 1.2335 | 1.2335 | 0.14696 | 1.2335 | 0 | 0.435 | 1.5638 | 0 | 7.9609
2025-05-13 11:00 | 0.86695 | 76.0524 | -14.4393 | 18.3931 | 0.85567 | 2.7212 | 0.34781 | 0.34781 | 0.34781 | 782.3725 | 0.28915 | 0 | 0 | 2.7212 | 0.36612 | 0.34781 | 0 | 0 | 2.0659 | 6.0061 | 2.0659 | 0 | 2.0659 | 20.214 | 87.8165 | 0 | 1.0849 | 1.0849 | 0.12925 | 1.0849 | 0 | 0.38259 | 2.1769 | 0 | 8.7273
2025-05-13 12:00 | 0.5991 | 72.9847 | 39.8589 | 21.2297 | 0.57838 | 1.8393 | 0.84391 | 0.84391 | 0.84391 | 217.9527 | 0.07238 | 0 | 0 | 1.8393 | 0.88833 | 0.84391 | 0 | 0 | 0.87862 | 6.0061 | 0.87862 | 0 | 0.87862 | 20.9998 | 91.2306 | 0 | 2.6324 | 2.6324 | 0.31362 | 2.6324 | 0 | 0.9283 | 1.4715 | 0 | 7.8455
2025-05-13 13:00 | 0.37952 | 62.6019 | 66.6277 | 31.5883 | 0.35986 | 1.1444 | 0.70045 | 0.70045 | 0.70045 | 163.3821 | 0 | 0 | 0 | 1.1444 | 0.73732 | 0.70045 | 0 | 0 | 0.63241 | 6.0061 | 0.4071 | 0 | 0.4071 | 21.3639 | 92.8124 | 0 | 2.1849 | 2.1849 | 0.2603 | 2.1849 | 0 | 0.7705 | 0.91553 | 0 | 7.1506
2025-05-13 14:00 | 0.16756 | 50.3531 | 80.0676 | 44.4813 | 0.15801 | 0.5025 | 0.81949 | 0.81949 | 0.81949 | 61.3193 | 0 | 1.1102e-16 | 0 | 0.5025 | 0.86262 | 0.81949 | 0 | 0 | 0.61688 | 6.0061 | 0 | 0.36011 | -0.36011 | 20.9613 | 91.0633 | 0 | 2.5562 | 2.5562 | 0.30454 | 2.5562 | 0 | 0.90143 | 0.402 | 0 | 6.5087
2025-05-13 15:00 | 0.17218 | 37.6428 | 89.1257 | 58.2306 | 0.16217 | 0.51571 | 0.65479 | 0.65479 | 0.65479 | 78.7596 | 0 | 1.1102e-16 | 0 | 0.51571 | 0.68926 | 0.65479 | 0 | 0 | 1.1111 | 6.0061 | 0 | 0.17354 | -0.17354 | 20.7673 | 90.2204 | 0 | 2.0425 | 2.0425 | 0.24334 | 2.0425 | 0 | 0.72027 | 0.41257 | 0 | 6.5219
2025-05-13 16:00 | 0.32726 | 24.8929 | 96.6275 | 72.3234 | 0.2648 | 0.84211 | 0.96336 | 0.96336 | 0.96336 | 87.4146 | 0 | 0 | 0 | 0.84211 | 1.0141 | 0.96336 | 0 | 0 | 1.2861 | 6.0061 | 0 | 0.17194 | -0.17194 | 20.5751 | 89.3852 | 0 | 3.005 | 3.005 | 0.358 | 3.005 | 0 | 1.0597 | 0.67369 | 0 | 6.8483
2025-05-13 17:00 | 0.12699 | 12.3266 | 103.7562 | 86.5549 | 0.094641 | 0.30097 | 0.79204 | 0.79204 | 0.79204 | 37.9999 | 0 | 1.1102e-16 | 0 | 0.30097 | 0.83372 | 0.79204 | 0 | 0 | 1.422 | 6.0061 | 0 | 0.53275 | -0.53275 | 19.9794 | 86.7976 | 0 | 2.4706 | 2.4706 | 0.29434 | 2.4706 | 0 | 0.87124 | 0.24078 | 0 | 6.3071
2025-05-13 18:00 | 0.0083648 | 0.14642 | 111.2277 | 100.8101 | 0.0076912 | 0.024459 | 0.81889 | 0.81889 | 0.81889 | 2.9869 | 0 | 0 | 0 | 0.024459 | 0.86199 | 0.81889 | 0 | 0 | 1.8653 | 6.0061 | 0 | 0.83753 | -0.83753 | 19.043 | 82.7296 | 0 | 2.5544 | 2.5544 | 0.30432 | 2.5544 | 0 | 0.90078 | 0.019567 | 0 | 6.0306
2025-05-13 19:00 | 0 | 0 | 119.6623 | 90 | 0 | 0 | 0.55085 | 0.55085 | 0.55085 | 0 | 0 | 0 | 0 | 0 | 0.57984 | 0.55085 | 0 | 0 | 2.5191 | 6.0061 | 0 | 0.57984 | -0.57984 | 18.3947 | 79.9132 | 0 | 1.7183 | 1.7183 | 0.20471 | 1.7183 | 0 | 0.60594 | 0 | 0 | 6.0061
2025-05-13 20:00 | 0 | 0 | 129.7367 | 90 | 0 | 0 | 0.68325 | 0.68325 | 0.68325 | 0 | 0 | 1.1102e-16 | 0 | 0 | 0.71921 | 0.68325 | 0 | 0 | 2.8673 | 6.0061 | 0 | 0.71921 | -0.71921 | 17.5906 | 76.4199 | 0 | 2.1313 | 2.1313 | 0.25391 | 2.1313 | 0 | 0.75158 | 0 | 0 | 6.0061
2025-05-13 21:00 | 0 | 0 | 142.1954 | 90 | 0 | 0 | 0.84433 | 0.84433 | 0.84433 | 0 | 0 | 1.1102e-16 | 0 | 0 | 0.88877 | 0.84433 | 0 | 0 | 3.3477 | 6.0061 | 0 | 0.88877 | -0.88877 | 16.597 | 72.103 | 0 | 2.6337 | 2.6337 | 0.31377 | 2.6337 | 0 | 0.92877 | 0 | 0 | 6.0061
2025-05-13 22:00 | 0 | 0 | 157.5784 | 90 | 0 | 0 | 0.52532 | 0.52532 | 0.52532 | 0 | 0 | 1.1102e-16 | 0 | 0 | 0.55296 | 0.52532 | 0 | 0 | 3.9619 | 6.0061 | 0 | 0.55296 | -0.55296 | 15.9787 | 69.4172 | 0 | 1.6386 | 1.6386 | 0.19522 | 1.6386 | 0 | 0.57785 | 0 | 0 | 6.0061
2025-05-13 23:00 | 0 | 0 | 175.4844 | 90 | 0 | 0 | 0.7116 | 0.7116 | 0.7116 | 0 | 0 | 1.1102e-16 | 0 | 0 | 0.74905 | 0.7116 | 0 | 0 | 4.2406 | 6.0061 | 0 | 0.74905 | -0.74905 | 15.1413 | 65.779 | 0 | 2.2197 | 2.2197 | 0.26445 | 2.2197 | 0 | 0.78276 | 0 | 0 | 6.0061
2025-05-14 | 0 | 0 | -166.0653 | 90 | 0 | 0 | 0.40493 | 0.40493 | 0.40493 | 0 | 0 | 0 | 0 | 0 | 0.42624 | 0.40493 | 0 | 0 | 4.732 | 5.3074 | 0 | 0.42624 | -0.42624 | 14.6647 | 63.7087 | 0 | 1.2631 | 1.2631 | 0.15048 | 1.2631 | 0 | 0.44542 | 0 | 0 | 5.3074
2025-05-14 01:00 | 0 | 0 | -149.3908 | 90 | 0 | 0 | 0.3534 | 0.3534 | 0.3534 | 0 | 0 | 5.5511e-17 | 0 | 0 | 0.372 | 0.3534 | 0 | 0 | 4.9198 | 4.8812 | 0 | 0.372 | -0.372 | 14.2488 | 61.9018 | 0 | 1.1024 | 1.1024 | 0.13133 | 1.1024 | 0 | 0.38874 | 0 | 0 | 4.8812
2025-05-14 02:00 | 0 | 0 | -135.5895 | 90 | 0 | 0 | 0.25555 | 0.25555 | 0.25555 | 0 | 0 | 0 | 0 | 0 | 0.269 | 0.25555 | 0 | 0 | 5.1026 | 4.5092 | 0 | 0.269 | -0.269 | 13.9481 | 60.5952 | 0 | 0.79715 | 0.79715 | 0.094969 | 0.79715 | 0 | 0.28111 | 0 | 0 | 4.5092
2025-05-14 03:00 | 0 | 0 | -124.4736 | 90 | 0 | 0 | 0.2503 | 0.2503 | 0.2503 | 0 | 0 | 5.5511e-17 | 0 | 0 | 0.26348 | 0.2503 | 0 | 0 | 5.143 | 4.2402 | 0 | 0.26348 | -0.26348 | 13.6535 | 59.3155 | 0 | 0.78077 | 0.78077 | 0.093018 | 0.78077 | 0 | 0.27533 | 0 | 0 | 4.2402
2025-05-14 04:00 | 0.0003084 | 0 | -115.3485 | 90 | 0 | 0 | 0.42374 | 0.42374 | 0.42374 | 0 | 0 | 0 | 0 | 0 | 0.44604 | 0.42374 | 0 | 0 | 5.143 | 3.9767 | 0 | 0.44604 | -0.44604 | 13.1548 | 57.149 | 0 | 1.3218 | 1.3218 | 0.15747 | 1.3218 | 0 | 0.46611 | 0 | 0 | 3.9767
2025-05-14 05:00 | 0.10181 | 6.5153 | -107.5027 | 93.4362 | 0.016441 | 0.052286 | 0.44073 | 0.44073 | 0.44073 | 11.8636 | 0 | 0 | 0 | 0.052286 | 0.46392 | 0.44073 | 0 | 0 | 5.143 | 3.5307 | 0 | 0.41164 | -0.41164 | 12.6946 | 55.1496 | 0 | 1.3748 | 1.3748 | 0.16378 | 1.3748 | 0 | 0.4848 | 0.041829 | 0 | 3.583
2025-05-14 06:00 | 0.28293 | 18.9103 | -100.3051 | 79.202 | 0.18653 | 0.59321 | 0.33428 | 0.33428 | 0.33428 | 177.4597 | 0 | 0 | 0 | 0.59321 | 0.35187 | 0.33428 | 0 | 0 | 5.143 | 3.1191 | 0.24134 | 0 | 0.24134 | 12.9104 | 56.0874 | 0 | 1.0427 | 1.0427 | 0.12422 | 1.0427 | 0 | 0.36771 | 0.47457 | 0 | 3.7123
2025-05-14 07:00 | 0.4195 | 31.5895 | -93.1192 | 65.0477 | 0.36059 | 1.1467 | 0.18998 | 0.18998 | 0.18998 | 603.6142 | 0 | 0 | 0 | 1.1467 | 0.19998 | 0.18998 | 0 | 0 | 5.143 | 3.3121 | 0.94675 | 0 | 0.94675 | 13.7572 | 59.7662 | 0 | 0.59259 | 0.59259 | 0.070599 | 0.59259 | 0 | 0.20897 | 0.91738 | 0 | 4.4588
2025-05-14 08:00 | 0.60293 | 44.3538 | -85.0685 | 51.1245 | 0.55541 | 1.7663 | 0.51454 | 0.51454 | 0.51454 | 343.281 | 0 | 0 | 0 | 1.7663 | 0.54162 | 0.51454 | 0 | 0 | 4.9631 | 4.0695 | 1.2247 | 0 | 1.2247 | 14.8526 | 64.525 | 0 | 1.605 | 1.605 | 0.19121 | 1.605 | 0 | 0.56599 | 1.413 | 0 | 5.8358
2025-05-14 09:00 | 0.8857 | 56.9204 | -74.3895 | 37.7562 | 0.84885 | 2.6995 | 0.36447 | 0.36447 | 0.36447 | 740.666 | 0 | 0 | 0 | 2.6995 | 0.38365 | 0.36447 | 0 | 0 | 4.1933 | 5.0493 | 2.3158 | 0 | 2.3158 | 16.924 | 73.5237 | 0 | 1.1369 | 1.1369 | 0.13544 | 1.1369 | 0 | 0.40091 | 2.1596 | 0 | 7.7488
2025-05-14 10:00 | 0.94594 | 68.5674 | -56.0539 | 25.8766 | 0.92694 | 2.9478 | 0.42002 | 0.42002 | 0.42002 | 701.8216 | 0 | 0 | 0 | 2.9478 | 0.44213 | 0.42002 | 0 | 0 | 2.7305 | 6.0061 | 2.5057 | 0 | 2.5057 | 19.1651 | 83.26 | 0 | 1.3102 | 1.3102 | 0.15609 | 1.3102 | 0 | 0.46203 | 2.3583 | 0 | 8.954
2025-05-14 11:00 | 1.1054 | 76.3022 | -14.6593 | 18.6421 | 1.0928 | 3.4752 | 0.33215 | 0.33215 | 0.33215 | 1046.27 | 1.82 | 0 | 0 | 3.4752 | 0.34963 | 0.33215 | 0 | 0 | 1.3055 | 6.0061 | 1.3055 | 0 | 1.3055 | 20.3328 | 88.333 | 0 | 1.0361 | 1.0361 | 0.12343 | 1.0361 | 0 | 0.36537 | 2.7802 | 0 | 9.4814
2025-05-14 12:00 | 1.0129 | 73.19 | 40.3797 | 21.4469 | 0.99821 | 3.1745 | 0.68234 | 0.68234 | 0.68234 | 465.2322 | 1.6149 | 0 | 0 | 3.1745 | 0.71826 | 0.68234 | 0 | 0 | 0.84138 | 6.0061 | 0.84138 | 0 | 0.84138 | 21.0854 | 91.6023 | 0 | 2.1284 | 2.1284 | 0.25357 | 2.1284 | 0 | 0.75058 | 2.5396 | 0 | 9.1806
2025-05-14 13:00 | 0.74478 | 62.7422 | 67.0921 | 31.7284 | 0.72096 | 2.2928 | 0.75162 | 0.75162 | 0.75162 | 305.0431 | 0.89599 | 0 | 0 | 2.2928 | 0.79118 | 0.75162 | 0 | 0 | 0.60561 | 6.0061 | 0.60561 | 0 | 0.60561 | 21.6271 | 93.9555 | 0 | 2.3445 | 2.3445 | 0.27932 | 2.3445 | 0 | 0.82678 | 1.8342 | 0 | 8.2989
2025-05-14 14:00 | 0.73714 | 50.4682 | 80.425 | 44.5712 | 0.69317 | 2.2044 | 0.74501 | 0.74501 | 0.74501 | 295.8897 | 0.98428 | 0 | 0 | 2.2044 | 0.78422 | 0.74501 | 0 | 0 | 0.4359 | 6.0061 | 0.4359 | 0 | 0.4359 | 22.0169 | 95.6493 | 0 | 2.3239 | 2.3239 | 0.27686 | 2.3239 | 0 | 0.81951 | 1.7635 | 0 | 8.2105
2025-05-14 15:00 | 0.50991 | 37.7514 | 89.4176 | 58.2873 | 0.45542 | 1.4483 | 0.47986 | 0.47986 | 0.47986 | 301.8221 | 0.62945 | 0 | 0 | 1.4483 | 0.50511 | 0.47986 | 0 | 0 | 0.31375 | 6.0061 | 0.31375 | 0 | 0.31375 | 22.2976 | 96.8685 | 0 | 1.4968 | 1.4968 | 0.17832 | 1.4968 | 0 | 0.52784 | 1.1586 | 0 | 7.4545
2025-05-14 16:00 | 0.29242 | 25.0046 | 96.8806 | 72.3551 | 0.24621 | 0.78299 | 0.60621 | 0.60621 | 0.60621 | 129.16 | 0 | 0 | 0 | 0.78299 | 0.63812 | 0.60621 | 0 | 0 | 0.22583 | 6.0061 | 0.14487 | 0 | 0.14487 | 22.4271 | 97.4314 | 0 | 1.891 | 1.891 | 0.22528 | 1.891 | 0 | 0.66684 | 0.62639 | 0 | 6.7891
2025-05-14 17:00 | 0.10451 | 12.4479 | 103.9861 | 86.5649 | 0.089006 | 0.28305 | 0.56411 | 0.56411 | 0.56411 | 50.1772 | 0 | 1.1102e-16 | 0 | 0.28305 | 0.5938 | 0.56411 | 0 | 0 | 0.22065 | 6.0061 | 0 | 0.31075 | -0.31075 | 22.0797 | 95.922 | 0 | 1.7596 | 1.7596 | 0.20964 | 1.7596 | 0 | 0.62052 | 0.22644 | 0 | 6.2892
2025-05-14 18:00 | 0.015064 | 0.28262 | 111.4435 | 100.7992 | 0.011471 | 0.036481 | 0.65447 | 0.65447 | 0.65447 | 5.5741 | 0 | 0 | 0 | 0.036481 | 0.68891 | 0.65447 | 0 | 0 | 0.56047 | 6.0061 | 0 | 0.65243 | -0.65243 | 21.3503 | 92.7531 | 0 | 2.0415 | 2.0415 | 0.24321 | 2.0415 | 0 | 0.71991 | 0.029185 | 0 | 6.0426
2025-05-14 19:00 | 0 | 0 | 119.868 | 90 | 0 | 0 | 0.74176 | 0.74176 | 0.74176 | 0 | 0 | 1.1102e-16 | 0 | 0 | 0.78081 | 0.74176 | 0 | 0 | 1.1244 | 6.0061 | 0 | 0.78081 | -0.78081 | 20.4773 | 88.9606 | 0 | 2.3138 | 2.3138 | 0.27566 | 2.3138 | 0 | 0.81594 | 0 | 0 | 6.0061
2025-05-14 20:00 | 0 | 0 | 129.9298 | 90 | 0 | 0 | 1.1042 | 1.1042 | 1.1042 | 0 | 0 | 0 | 0 | 0 | 1.1623 | 1.1042 | 0 | 0 | 1.7148 | 6.0061 | 0 | 1.1623 | -1.1623 | 19.1778 | 83.3153 | 0 | 3.4442 | 3.4442 | 0.41033 | 3.4442 | 0 | 1.2146 | 0 | 0 | 6.0061
2025-05-14 21:00 | 0 | 0 | 142.3631 | 90 | 0 | 0 | 0.79165 | 0.79165 | 0.79165 | 0 | 0 | 1.1102e-16 | 0 | 0 | 0.83332 | 0.79165 | 0 | 0 | 2.5886 | 6.0061 | 0 | 0.83332 | -0.83332 | 18.2462 | 79.2678 | 0 | 2.4694 | 2.4694 | 0.2942 | 2.4694 | 0 | 0.87082 | 0 | 0 | 6.0061
2025-05-14 22:00 | 0 | 0 | 157.6935 | 90 | 0 | 0 | 0.54825 | 0.54825 | 0.54825 | 0 | 0 | 0 | 0 | 0 | 0.5771 | 0.54825 | 0 | 0 | 3.0829 | 6.0061 | 0 | 0.5771 | -0.5771 | 17.601 | 76.4647 | 0 | 1.7101 | 1.7101 | 0.20374 | 1.7101 | 0 | 0.60307 | 0 | 0 | 6.0061
2025-05-14 23:00 | 0 | 0 | 175.5144 | 90 | 0 | 0 | 0.81141 | 0.81141 | 0.81141 | 0 | 0 | 1.1102e-16 | 0 | 0 | 0.85411 | 0.81141 | 0 | 0 | 3.3611 | 6.0061 | 0 | 0.85411 | -0.85411 | 16.646 | 72.3162 | 0 | 2.531 | 2.531 | 0.30154 | 2.531 | 0 | 0.89255 | 0 | 0 | 6.0061
2025-05-15 | 0 | 0 | -166.1311 | 90 | 0 | 0 | 0.44336 | 0.44336 | 0.44336 | 0 | 0 | 5.5511e-17 | 0 | 0 | 0.46669 | 0.44336 | 0 | 0 | 3.9334 | 6.0061 | 0 | 0.46669 | -0.46669 | 16.1242 | 70.0494 | 0 | 1.383 | 1.383 | 0.16476 | 1.383 | 0 | 0.48769 | 0 | 0 | 6.0061
2025-05-15 01:00 | 0 | 0 | -149.5253 | 90 | 0 | 0 | 0.24163 | 0.24163 | 0.24163 | 0 | 0 | 0 | 0 | 0 | 0.25435 | 0.24163 | 0 | 0 | 4.1354 | 6.0061 | 0 | 0.25435 | -0.25435 | 15.8399 | 68.814 | 0 | 0.75373 | 0.75373 | 0.089797 | 0.75373 | 0 | 0.2658 | 0 | 0 | 6.0061
2025-05-15 02:00 | 0 | 0 | -135.7617 | 90 | 0 | 0 | 0.39118 | 0.39118 | 0.39118 | 0 | 0 | 5.5511e-17 | 0 | 0 | 0.41177 | 0.39118 | 0 | 0 | 4.1967 | 5.9323 | 0 | 0.41177 | -0.41177 | 15.3795 | 66.814 | 0 | 1.2202 | 1.2202 | 0.14537 | 1.2202 | 0 | 0.4303 | 0 | 0 | 5.9323
2025-05-15 03:00 | 0 | 0 | -124.6641 | 90 | 0 | 0 | 0.34946 | 0.34946 | 0.34946 | 0 | 0 | 0 | 0 | 0 | 0.36785 | 0.34946 | 0 | 0 | 4.4538 | 5.5205 | 0 | 0.36785 | -0.36785 | 14.9682 | 65.0272 | 0 | 1.0901 | 1.0901 | 0.12987 | 1.0901 | 0 | 0.38441 | 0 | 0 | 5.5205
2025-05-15 04:00 | 0.00027628 | 0 | -115.5503 | 90 | 0 | 0 | 0.51274 | 0.51274 | 0.51274 | 0 | 0 | 0 | 0 | 0 | 0.53972 | 0.51274 | 0 | 0 | 4.6711 | 5.1527 | 0 | 0.53972 | -0.53972 | 14.3648 | 62.4057 | 0 | 1.5994 | 1.5994 | 0.19054 | 1.5994 | 0 | 0.56401 | 0 | 0 | 5.1527
2025-05-15 05:00 | 0.072868 | 6.6468 | -107.7164 | 93.4286 | 0.043633 | 0.13876 | 0.28049 | 0.28049 | 0.28049 | 49.4707 | 0 | 0 | 0 | 0.13876 | 0.29525 | 0.28049 | 0 | 0 | 5.0492 | 4.613 | 0 | 0.15649 | -0.15649 | 14.1898 | 61.6456 | 0 | 0.87494 | 0.87494 | 0.10424 | 0.87494 | 0 | 0.30854 | 0.11101 | 0 | 4.7517
2025-05-15 06:00 | 0.26523 | 19.0299 | -100.5369 | 79.2152 | 0.18246 | 0.58027 | 0.30763 | 0.30763 | 0.30763 | 188.6254 | 0 | 0 | 0 | 0.58027 | 0.32382 | 0.30763 | 0 | 0 | 5.0598 | 4.4565 | 0.25645 | 0 | 0.25645 | 14.4192 | 62.6421 | 0 | 0.95959 | 0.95959 | 0.11432 | 0.95959 | 0 | 0.33839 | 0.46421 | 0 | 5.0367
2025-05-15 07:00 | 0.53044 | 31.7027 | -93.3808 | 65.0838 | 0.43817 | 1.3934 | 0.33238 | 0.33238 | 0.33238 | 419.2296 | 0 | 0 | 0 | 1.3934 | 0.34988 | 0.33238 | 0 | 0 | 4.7949 | 4.6616 | 1.0436 | 0 | 1.0436 | 15.3526 | 66.6971 | 0 | 1.0368 | 1.0368 | 0.12352 | 1.0368 | 0 | 0.36562 | 1.1148 | 0 | 6.0551
2025-05-15 08:00 | 0.63542 | 44.4678 | -85.3796 | 51.189 | 0.58221 | 1.8515 | 0.3322 | 0.3322 | 0.3322 | 557.3484 | 0 | 0 | 0 | 1.8515 | 0.34969 | 0.3322 | 0 | 0 | 4.0423 | 5.4965 | 1.5018 | 0 | 1.5018 | 16.6959 | 72.5328 | 0 | 1.0362 | 1.0362 | 0.12345 | 1.0362 | 0 | 0.36542 | 1.4812 | 0 | 7.348
2025-05-15 09:00 | 0.82533 | 57.0479 | -74.7837 | 37.861 | 0.78892 | 2.5089 | 0.31081 | 0.31081 | 0.31081 | 807.2247 | 0 | 0 | 0 | 2.5089 | 0.32717 | 0.31081 | 0 | 0 | 3.0919 | 6.0061 | 2.1817 | 0 | 2.1817 | 18.6473 | 81.0104 | 0 | 0.9695 | 0.9695 | 0.1155 | 0.9695 | 0 | 0.34189 | 2.0071 | 0 | 8.5151
2025-05-15 10:00 | 1.0662 | 68.7355 | -56.5614 | 26.0455 | 1.0427 | 3.3158 | 0.33677 | 0.33677 | 0.33677 | 984.6156 | 1.1938 | 0 | 0 | 3.3158 | 0.35449 | 0.33677 | 0 | 0 | 1.7675 | 6.0061 | 1.7675 | 0 | 1.7675 | 20.2282 | 87.8785 | 0 | 1.0505 | 1.0505 | 0.12515 | 1.0505 | 0 | 0.37044 | 2.6527 | 0 | 9.322
2025-05-15 11:00 | 0.83186 | 76.5459 | -14.8917 | 18.8865 | 0.81628 | 2.5959 | 0.37942 | 0.37942 | 0.37942 | 684.1736 | 1.3224 | 0 | 0 | 2.5959 | 0.39939 | 0.37942 | 0 | 0 | 0.87415 | 6.0061 | 0.87415 | 0 | 0.87415 | 21.0101 | 91.2752 | 0 | 1.1835 | 1.1835 | 0.141 | 1.1835 | 0 | 0.41736 | 2.0767 | 0 | 8.602
2025-05-15 12:00 | 0.83911 | 73.3911 | 40.8951 | 21.6589 | 0.8221 | 2.6144 | 0.84818 | 0.84818 | 0.84818 | 308.2361 | 1.0924 | 0 | 0 | 2.6144 | 0.89282 | 0.84818 | 0 | 0 | 0.6292 | 6.0061 | 0.6292 | 0 | 0.6292 | 21.5729 | 93.7201 | 0 | 2.6457 | 2.6457 | 0.3152 | 2.6457 | 0 | 0.933 | 2.0915 | 0 | 8.6206
2025-05-15 13:00 | 0.91037 | 62.8799 | 67.5481 | 31.8649 | 0.88157 | 2.8035 | 0.73801 | 0.73801 | 0.73801 | 379.8774 | 1.5738 | 0 | 0 | 2.8035 | 0.77686 | 0.73801 | 0 | 0 | 0.45288 | 6.0061 | 0.45288 | 0 | 0.45288 | 21.9779 | 95.4798 | 0 | 2.3021 | 2.3021 | 0.27426 | 2.3021 | 0 | 0.81182 | 2.2428 | 0 | 8.8097
2025-05-15 14:00 | 0.83405 | 50.5817 | 80.7749 | 44.658 | 0.78135 | 2.4848 | 0.51884 | 0.51884 | 0.51884 | 478.9225 | 1.6127 | 0 | 0 | 2.4848 | 0.54614 | 0.51884 | 0 | 0 | 0.32598 | 6.0061 | 0.32598 | 0 | 0.32598 | 22.2695 | 96.7465 | 0 | 1.6184 | 1.6184 | 0.19281 | 1.6184 | 0 | 0.57072 | 1.9879 | 0 | 8.491
2025-05-15 15:00 | 0.59348 | 37.8591 | 89.7028 | 58.3413 | 0.52101 | 1.6569 | 0.79278 | 0.79278 | 0.79278 | 208.9985 | 0.58776 | 0 | 0 | 1.6569 | 0.83451 | 0.79278 | 0 | 0 | 0.23463 | 6.0061 | 0.23463 | 0 | 0.23463 | 22.4794 | 97.6582 | 0 | 2.4729 | 2.4729 | 0.29461 | 2.4729 | 0 | 0.87206 | 1.3255 | 0 | 7.663
2025-05-15 16:00 | 0.33224 | 25.1156 | 97.1276 | 72.3842 | 0.26618 | 0.8465 | 0.7314 | 0.7314 | 0.7314 | 115.7372 | 0 | 0 | 0 | 0.8465 | 0.7699 | 0.7314 | 0 | 0 | 0.16888 | 6.0061 | 0.076607 | 0 | 0.076607 | 22.5479 | 97.9559 | 0 | 2.2815 | 2.2815 | 0.2718 | 2.2815 | 0 | 0.80454 | 0.6772 | 0 | 6.8527
2025-05-15 17:00 | 0.14533 | 12.5684 | 104.2102 | 86.5726 | 0.094736 | 0.30128 | 0.86527 | 0.86527 | 0.86527 | 34.8187 | 0 | 1.1102e-16 | 0 | 0.30128 | 0.91081 | 0.86527 | 0 | 0 | 0.18777 | 6.0061 | 0 | 0.60954 | -0.60954 | 21.8664 | 94.9953 | 0 | 2.699 | 2.699 | 0.32155 | 2.699 | 0 | 0.9518 | 0.24102 | 0 | 6.3074
2025-05-15 18:00 | 0.020026 | 0.4178 | 111.6535 | 100.786 | 0.010483 | 0.033339 | 0.37068 | 0.37068 | 0.37068 | 8.9938 | 0 | 5.5511e-17 | 0 | 0.033339 | 0.39019 | 0.37068 | 0 | 0 | 0.77628 | 6.0061 | 0 | 0.35685 | -0.35685 | 21.4674 | 93.262 | 0 | 1.1563 | 1.1563 | 0.13775 | 1.1563 | 0 | 0.40775 | 0.026671 | 0 | 6.0395
2025-05-15 19:00 | 0 | 0 | 120.0677 | 90 | 0 | 0 | 0.61537 | 0.61537 | 0.61537 | 0 | 0 | 1.1102e-16 | 0 | 0 | 0.64776 | 0.61537 | 0 | 0 | 1.0205 | 6.0061 | 0 | 0.64776 | -0.64776 | 20.7432 | 90.1157 | 0 | 1.9195 | 1.9195 | 0.22868 | 1.9195 | 0 | 0.67691 | 0 | 0 | 6.0061
2025-05-15 20:00 | 0 | 0 | 130.1166 | 90 | 0 | 0 | 0.75786 | 0.75786 | 0.75786 | 0 | 0 | 1.1102e-16 | 0 | 0 | 0.79774 | 0.75786 | 0 | 0 | 1.5133 | 6.0061 | 0 | 0.79774 | -0.79774 | 19.8513 | 86.241 | 0 | 2.364 | 2.364 | 0.28164 | 2.364 | 0 | 0.83364 | 0 | 0 | 6.0061
2025-05-15 21:00 | 0 | 0 | 142.5242 | 90 | 0 | 0 | 0.61926 | 0.61926 | 0.61926 | 0 | 0 | 1.1102e-16 | 0 | 0 | 0.65185 | 0.61926 | 0 | 0 | 2.0902 | 6.0061 | 0 | 0.65185 | -0.65185 | 19.1225 | 83.0748 | 0 | 1.9317 | 1.9317 | 0.23013 | 1.9317 | 0 | 0.68119 | 0 | 0 | 6.0061
2025-05-15 22:00 | 0 | 0 | 157.8027 | 90 | 0 | 0 | 0.46987 | 0.46987 | 0.46987 | 0 | 0 | 5.5511e-17 | 0 | 0 | 0.4946 | 0.46987 | 0 | 0 | 2.4911 | 6.0061 | 0 | 0.4946 | -0.4946 | 18.5695 | 80.6725 | 0 | 1.4657 | 1.4657 | 0.17461 | 1.4657 | 0 | 0.51686 | 0 | 0 | 6.0061
2025-05-15 23:00 | 0 | 0 | 175.5407 | 90 | 0 | 0 | 0.81862 | 0.81862 | 0.81862 | 0 | 0 | 1.1102e-16 | 0 | 0 | 0.8617 | 0.81862 | 0 | 0 | 2.7537 | 6.0061 | 0 | 0.8617 | -0.8617 | 17.6061 | 76.4871 | 0 | 2.5535 | 2.5535 | 0.30422 | 2.5535 | 0 | 0.90048 | 0 | 0 | 6.0061
2025-05-16 | 0 | 0 | -166.1978 | 90 | 0 | 0 | 0.48678 | 0.48678 | 0.48678 | 0 | 0 | 5.5511e-17 | 0 | 0 | 0.5124 | 0.48678 | 0 | 0 | 3.3711 | 6.0061 | 0 | 0.5124 | -0.5124 | 17.0332 | 73.9983 | 0 | 1.5184 | 1.5184 | 0.1809 | 1.5184 | 0 | 0.53545 | 0 | 0 | 6.0061
2025-05-16 01:00 | 0 | 0 | -149.6585 | 90 | 0 | 0 | 0.52893 | 0.52893 | 0.52893 | 0 | 0 | 0 | 0 | 0 | 0.55677 | 0.52893 | 0 | 0 | 3.6296 | 6.0061 | 0 | 0.55677 | -0.55677 | 16.4108 | 71.294 | 0 | 1.6499 | 1.6499 | 0.19656 | 1.6499 | 0 | 0.58183 | 0 | 0 | 6.0061
2025-05-16 02:00 | 0 | 0 | -135.9315 | 90 | 0 | 0 | 0.42433 | 0.42433 | 0.42433 | 0 | 0 | 5.5511e-17 | 0 | 0 | 0.44667 | 0.42433 | 0 | 0 | 3.962 | 6.0061 | 0 | 0.44667 | -0.44667 | 15.9114 | 69.1245 | 0 | 1.3236 | 1.3236 | 0.15769 | 1.3236 | 0 | 0.46677 | 0 | 0 | 6.0061
2025-05-16 03:00 | 0 | 0 | -124.8517 | 90 | 0 | 0 | 0.28626 | 0.28626 | 0.28626 | 0 | 0 | 5.5511e-17 | 0 | 0 | 0.30133 | 0.28626 | 0 | 0 | 4.2036 | 5.9962 | 0 | 0.30133 | -0.30133 | 15.5745 | 67.6609 | 0 | 0.89294 | 0.89294 | 0.10638 | 0.89294 | 0 | 0.31489 | 0 | 0 | 5.9962
2025-05-16 04:00 | 0.00033764 | 0 | -115.7488 | 90 | 0 | 0 | 0.20751 | 0.20751 | 0.20751 | 0 | 0 | 2.7756e-17 | 0 | 0 | 0.21843 | 0.20751 | 0 | 0 | 4.3354 | 5.6949 | 0 | 0.21843 | -0.21843 | 15.3302 | 66.6 | 0 | 0.64729 | 0.64729 | 0.077116 | 0.64729 | 0 | 0.22826 | 0 | 0 | 5.6949
2025-05-16 05:00 | 0.035103 | 6.7734 | -107.9267 | 93.4233 | 0.032309 | 0.10275 | 0.3639 | 0.3639 | 0.3639 | 28.2348 | 0 | 0 | 0 | 0.10275 | 0.38305 | 0.3639 | 0 | 0 | 4.4242 | 5.4765 | 0 | 0.28031 | -0.28031 | 15.0168 | 65.2385 | 0 | 1.1351 | 1.1351 | 0.13523 | 1.1351 | 0 | 0.40029 | 0.082197 | 0 | 5.5792
2025-05-16 06:00 | 0.065692 | 19.1446 | -100.7651 | 79.2305 | 0.061579 | 0.19583 | 0.28386 | 0.28386 | 0.28386 | 68.9893 | 0 | 0 | 0 | 0.19583 | 0.2988 | 0.28386 | 0 | 0 | 4.5951 | 5.1962 | 0 | 0.10297 | -0.10297 | 14.9017 | 64.7384 | 0 | 0.88543 | 0.88543 | 0.10549 | 0.88543 | 0 | 0.31224 | 0.15666 | 0 | 5.392
2025-05-16 07:00 | 0.24302 | 31.8108 | -93.6384 | 65.1217 | 0.22614 | 0.71915 | 0.45569 | 0.45569 | 0.45569 | 157.8166 | 0 | 0 | 0 | 0.71915 | 0.47967 | 0.45569 | 0 | 0 | 4.6089 | 5.0932 | 0.23948 | 0 | 0.23948 | 15.1159 | 65.6689 | 0 | 1.4214 | 1.4214 | 0.16934 | 1.4214 | 0 | 0.50126 | 0.57532 | 0 | 5.8124
2025-05-16 08:00 | 0.36298 | 44.5764 | -85.6864 | 51.2549 | 0.34125 | 1.0852 | 0.48959 | 0.48959 | 0.48959 | 221.6651 | 0 | 0 | 0 | 1.0852 | 0.51536 | 0.48959 | 0 | 0 | 4.3868 | 5.2848 | 0.56989 | 0 | 0.56989 | 15.6257 | 67.8833 | 0 | 1.5272 | 1.5272 | 0.18194 | 1.5272 | 0 | 0.53855 | 0.8682 | 0 | 6.37
2025-05-16 09:00 | 0.50642 | 57.1693 | -75.1739 | 37.9667 | 0.48172 | 1.532 | 0.45127 | 0.45127 | 0.45127 | 339.4795 | 0 | 0 | 0 | 1.532 | 0.47502 | 0.45127 | 0 | 0 | 3.9855 | 5.7407 | 1.0569 | 0 | 1.0569 | 16.571 | 71.9903 | 0 | 1.4076 | 1.4076 | 0.1677 | 1.4076 | 0 | 0.49639 | 1.2256 | 0 | 7.2727
2025-05-16 10:00 | 0.51841 | 68.8966 | -57.0693 | 26.2135 | 0.49554 | 1.5759 | 0.34871 | 0.34871 | 0.34871 | 451.9163 | 0 | 0 | 0 | 1.5759 | 0.36707 | 0.34871 | 0 | 0 | 3.3008 | 6.0061 | 1.2088 | 0 | 1.2088 | 17.6522 | 76.6874 | 0 | 1.0877 | 1.0877 | 0.12959 | 1.0877 | 0 | 0.38359 | 1.2607 | 0 | 7.582
2025-05-16 11:00 | 0.47748 | 76.7835 | -15.1369 | 19.126 | 0.45512 | 1.4474 | 0.35686 | 0.35686 | 0.35686 | 405.5908 | 0 | 0 | 0 | 1.4474 | 0.37564 | 0.35686 | 0 | 0 | 2.5961 | 6.0061 | 1.0717 | 0 | 1.0717 | 18.6108 | 80.8519 | 0 | 1.1131 | 1.1131 | 0.13262 | 1.1131 | 0 | 0.39254 | 1.1579 | 0 | 7.4535
2025-05-16 12:00 | 0.34586 | 73.5878 | 41.4045 | 21.8659 | 0.32717 | 1.0404 | 0.88027 | 0.88027 | 0.88027 | 118.1964 | 0 | 0 | 0 | 1.0404 | 0.9266 | 0.88027 | 0 | 0 | 2.0476 | 6.0061 | 0.11385 | 0 | 0.11385 | 18.7126 | 81.2943 | 0 | 2.7458 | 2.7458 | 0.32713 | 2.7458 | 0 | 0.9683 | 0.83236 | 0 | 7.0466
2025-05-16 13:00 | 0.2201 | 63.0151 | 67.9955 | 31.9976 | 0.2077 | 0.66052 | 0.79885 | 0.79885 | 0.79885 | 82.6843 | 0 | 0 | 0 | 0.66052 | 0.8409 | 0.79885 | 0 | 0 | 2.1947 | 6.0061 | 0 | 0.18037 | -0.18037 | 18.511 | 80.4182 | 0 | 2.4919 | 2.4919 | 0.29687 | 2.4919 | 0 | 0.87874 | 0.52842 | 0 | 6.6667
2025-05-16 14:00 | 0.17673 | 50.6938 | 81.1171 | 44.7418 | 0.16664 | 0.52993 | 0.74178 | 0.74178 | 0.74178 | 71.4407 | 0 | 0 | 0 | 0.52993 | 0.78082 | 0.74178 | 0 | 0 | 2.4707 | 6.0061 | 0 | 0.25089 | -0.25089 | 18.2305 | 79.1996 | 0 | 2.3138 | 2.3138 | 0.27566 | 2.3138 | 0 | 0.81596 | 0.42395 | 0 | 6.5361
2025-05-16 15:00 | 0.20901 | 37.9657 | 89.9814 | 58.3925 | 0.19673 | 0.62562 | 0.49719 | 0.49719 | 0.49719 | 125.8313 | 0 | 0 | 0 | 0.62562 | 0.52336 | 0.49719 | 0 | 0 | 2.7178 | 6.0061 | 0.10226 | 0 | 0.10226 | 18.3219 | 79.5969 | 0 | 1.5509 | 1.5509 | 0.18477 | 1.5509 | 0 | 0.54691 | 0.5005 | 0 | 6.6318
2025-05-16 16:00 | 0.19223 | 25.2258 | 97.3684 | 72.4107 | 0.17724 | 0.56364 | 0.58912 | 0.58912 | 0.58912 | 95.6757 | 0 | 0 | 0 | 0.56364 | 0.62012 | 0.58912 | 0 | 0 | 2.6153 | 6.0061 | 0 | 0.056481 | -0.056481 | 18.2588 | 79.3226 | 0 | 1.8376 | 1.8376 | 0.21893 | 1.8376 | 0 | 0.64803 | 0.45091 | 0 | 6.5698
2025-05-16 17:00 | 0.060408 | 12.688 | 104.4284 | 86.5779 | 0.0561 | 0.17841 | 0.61062 | 0.61062 | 0.61062 | 29.2174 | 0 | 1.1102e-16 | 0 | 0.17841 | 0.64276 | 0.61062 | 0 | 0 | 2.6659 | 6.0061 | 0 | 0.46435 | -0.46435 | 17.7396 | 77.0672 | 0 | 1.9047 | 1.9047 | 0.22692 | 1.9047 | 0 | 0.67169 | 0.14273 | 0 | 6.1846
2025-05-16 18:00 | 0.0084673 | 0.5519 | 111.8577 | 100.7707 | 0.0078143 | 0.024851 | 0.87046 | 0.87046 | 0.87046 | 2.8549 | 0 | 1.1102e-16 | 0 | 0.024851 | 0.91627 | 0.87046 | 0 | 0 | 3.0736 | 6.0061 | 0 | 0.89142 | -0.89142 | 16.743 | 72.7374 | 0 | 2.7152 | 2.7152 | 0.32348 | 2.7152 | 0 | 0.95751 | 0.019881 | 0 | 6.031
2025-05-16 19:00 | 0 | 0 | 120.2613 | 90 | 0 | 0 | 0.55845 | 0.55845 | 0.55845 | 0 | 0 | 0 | 0 | 0 | 0.58784 | 0.55845 | 0 | 0 | 3.7977 | 6.0061 | 0 | 0.58784 | -0.58784 | 16.0858 | 69.8822 | 0 | 1.742 | 1.742 | 0.20753 | 1.742 | 0 | 0.6143 | 0 | 0 | 6.0061
2025-05-16 20:00 | 0 | 0 | 130.2971 | 90 | 0 | 0 | 0.57542 | 0.57542 | 0.57542 | 0 | 0 | 1.1102e-16 | 0 | 0 | 0.60571 | 0.57542 | 0 | 0 | 4.1543 | 6.0061 | 0 | 0.60571 | -0.60571 | 15.4086 | 66.9402 | 0 | 1.7949 | 1.7949 | 0.21384 | 1.7949 | 0 | 0.63296 | 0 | 0 | 6.0061
2025-05-16 21:00 | 0 | 0 | 142.679 | 90 | 0 | 0 | 0.93922 | 0.93922 | 0.93922 | 0 | 0 | 0 | 0 | 0 | 0.98865 | 0.93922 | 0 | 0 | 4.5322 | 5.5465 | 0 | 0.98865 | -0.98865 | 14.3032 | 62.1382 | 0 | 2.9297 | 2.9297 | 0.34904 | 2.9297 | 0 | 1.0331 | 0 | 0 | 5.5465
2025-05-16 22:00 | 0 | 0 | 157.9063 | 90 | 0 | 0 | 1.27 | 1.2561 | 1.2561 | 0 | 0 | 0.013898 | 0.14089 | 0 | 1.3222 | 1.2561 | 0 | 0 | 5.143 | 4.5579 | 0 | 1.3222 | -1.3222 | 12.825 | 55.7162 | 0 | 3.9614 | 3.9614 | 0.47195 | 3.9614 | 0 | 1.397 | 0 | 0 | 4.5579
2025-05-16 23:00 | 0 | 0 | 175.5632 | 90 | 0 | 0 | 0.70509 | 0.70509 | 0.70509 | 0 | 0 | 1.1102e-16 | 0 | 0 | 0.7422 | 0.70509 | 0 | 0 | 5.143 | 3.2357 | 0 | 0.7422 | -0.7422 | 11.9952 | 52.1112 | 0 | 2.1994 | 2.1994 | 0.26203 | 2.1994 | 0 | 0.7756 | 0 | 0 | 3.2357
2025-05-17 | 0 | 0 | -166.2654 | 90 | 0 | 0 | 0.48816 | 0.48816 | 0.48816 | 0 | 0 | 5.5511e-17 | 0 | 0 | 0.51385 | 0.48816 | 0 | 0 | 5.143 | 2.4935 | 0 | 0.51385 | -0.51385 | 11.4207 | 49.6153 | 0 | 1.5227 | 1.5227 | 0.18141 | 1.5227 | 0 | 0.53698 | 0 | 0 | 2.4935
2025-05-17 01:00 | 0 | 0 | -149.7905 | 90 | 0 | 0 | 0.37546 | 0.37546 | 0.37546 | 0 | 0 | 0 | 0 | 0 | 0.39522 | 0.37546 | 0 | 0 | 5.143 | 1.9796 | 0 | 0.39522 | -0.39522 | 10.9788 | 47.6957 | 0 | 1.1712 | 1.1712 | 0.13953 | 1.1712 | 0 | 0.413 | 0 | 0 | 1.9796
2025-05-17 02:00 | 0 | 0 | -136.0989 | 90 | 0 | 0 | 0.55338 | 0.55338 | 0.55338 | 0 | 0 | 1.1102e-16 | 0 | 0 | 0.58251 | 0.55338 | 0 | 0 | 5.143 | 1.5844 | 0 | 0.58251 | -0.58251 | 10.3275 | 44.8664 | 0 | 1.7262 | 1.7262 | 0.20565 | 1.7262 | 0 | 0.60872 | 0 | 0 | 1.5844
2025-05-17 03:00 | 0 | 0 | -125.0364 | 90 | 0 | 0 | 0.27386 | 0.27386 | 0.27386 | 0 | 0 | 0 | 0 | 0 | 0.28827 | 0.27386 | 0 | 0 | 5.143 | 1.0019 | 0 | 0.28827 | -0.28827 | 10.0052 | 43.4663 | 0 | 0.85424 | 0.85424 | 0.10177 | 0.85424 | 0 | 0.30124 | 0 | 0 | 1.0019
2025-05-17 04:00 | 0.00077883 | 0 | -115.9441 | 90 | 0 | 0 | 0.53584 | 0.53584 | 0.53584 | 0 | 0 | 1.1102e-16 | 0 | 0 | 0.56404 | 0.53584 | 0 | 0 | 5.143 | 0.71364 | 0 | 0.56404 | -0.56404 | 9.3746 | 40.7266 | 0 | 1.6714 | 1.6714 | 0.19913 | 1.6714 | 0 | 0.58942 | 0 | 0 | 0.71364
2025-05-17 05:00 | 0.12237 | 6.8951 | -108.1335 | 93.4203 | 0.0092618 | 0.029454 | 0.41131 | 0.1701 | 0.1701 | 17.3154 | 0 | 0.24121 | 0.30472 | 0.029454 | 0.17906 | 0.1701 | 0 | 0 | 5.143 | 0.1496 | 0 | 0.1496 | -0.1496 | 9.2074 | 40 | 0 | 1.283 | 1.283 | 0.15285 | 1.283 | 0 | 0.45244 | 0.023563 | 0 | 0.17906
2025-05-17 06:00 | 0.28775 | 19.2544 | -100.9895 | 79.2481 | 0.18671 | 0.59378 | 0.4614 | 0.4614 | 0.4614 | 128.6906 | 0 | 0 | 0.39472 | 0.59378 | 0.48569 | 0.4614 | 0 | 0 | 5.143 | 0 | 0.10809 | 0 | 0.10809 | 9.304 | 40.42 | 0 | 1.4393 | 1.4393 | 0.17147 | 1.4393 | 0 | 0.50754 | 0.47503 | 0 | 0.59378
2025-05-17 07:00 | 0.41661 | 31.9139 | -93.8918 | 65.1615 | 0.35614 | 1.1326 | 0.3869 | 0.3869 | 0.3869 | 292.7335 | 0 | 0 | 0.12825 | 1.1326 | 0.40727 | 0.3869 | 0 | 0 | 5.143 | 0.086476 | 0.72533 | 0 | 0.72533 | 9.9528 | 43.2384 | 0 | 1.2069 | 1.2069 | 0.14378 | 1.2069 | 0 | 0.42559 | 0.90607 | 0 | 1.2191
2025-05-17 08:00 | 0.31798 | 44.6797 | -85.9888 | 51.3224 | 0.29941 | 0.95216 | 0.43118 | 0.43118 | 0.43118 | 220.828 | 0 | 0 | 0 | 0.95216 | 0.45387 | 0.43118 | 0 | 0 | 5.143 | 0.66674 | 0.49829 | 0 | 0.49829 | 10.3985 | 45.1746 | 0 | 1.345 | 1.345 | 0.16024 | 1.345 | 0 | 0.4743 | 0.76173 | 0 | 1.6189
2025-05-17 09:00 | 0.32693 | 57.2848 | -75.5598 | 38.073 | 0.30901 | 0.98271 | 0.40601 | 0.40601 | 0.40601 | 242.0391 | 0 | 0 | 0 | 0.98271 | 0.42738 | 0.40601 | 0 | 0 | 5.143 | 1.0654 | 0.55533 | 0 | 0.55533 | 10.8952 | 47.3325 | 0 | 1.2665 | 1.2665 | 0.15088 | 1.2665 | 0 | 0.44661 | 0.78617 | 0 | 2.0481
2025-05-17 10:00 | 0.43358 | 69.0509 | -57.577 | 26.3804 | 0.41192 | 1.31 | 0.28975 | 0.28975 | 0.28975 | 452.0979 | 0 | 0 | 0 | 1.31 | 0.305 | 0.28975 | 0 | 0 | 5.143 | 1.5096 | 1.005 | 0 | 1.005 | 11.7941 | 51.2375 | 0 | 0.90383 | 0.90383 | 0.10768 | 0.90383 | 0 | 0.31873 | 1.048 | 0 | 2.8196
2025-05-17 11:00 | 0.38303 | 77.0149 | -15.3948 | 19.3607 | 0.36284 | 1.1539 | 0.4903 | 0.4903 | 0.4903 | 235.3427 | 0 | 0 | 0 | 1.1539 | 0.5161 | 0.4903 | 0 | 0 | 5.143 | 2.3136 | 0.63778 | 0 | 0.63778 | 12.3645 | 53.7157 | 0 | 1.5294 | 1.5294 | 0.18221 | 1.5294 | 0 | 0.53933 | 0.9231 | 0 | 3.4675
2025-05-17 12:00 | 0.51637 | 73.7802 | 41.9074 | 22.0676 | 0.4934 | 1.5691 | 0.97553 | 0.97553 | 0.97553 | 160.8457 | 0 | 0 | 0 | 1.5691 | 1.0269 | 0.97553 | 0 | 0 | 5.143 | 2.8238 | 0.54222 | 0 | 0.54222 | 12.8495 | 55.8226 | 0 | 3.043 | 3.043 | 0.36253 | 3.043 | 0 | 1.0731 | 1.2553 | 0 | 4.3929
2025-05-17 13:00 | 0.60904 | 63.1476 | 68.4339 | 32.1265 | 0.58351 | 1.8557 | 0.77608 | 0.77608 | 0.77608 | 239.1074 | 0 | 0 | 0 | 1.8557 | 0.81692 | 0.77608 | 0 | 0 | 5.143 | 3.2576 | 1.0387 | 0 | 1.0387 | 13.7785 | 59.8588 | 0 | 2.4208 | 2.4208 | 0.28841 | 2.4208 | 0 | 0.85368 | 1.4845 | 0 | 5.1133
2025-05-17 14:00 | 0.41908 | 50.8044 | 81.4514 | 44.8223 | 0.39581 | 1.2587 | 1.0038 | 1.0038 | 1.0038 | 125.3918 | 0 | 0 | 0 | 1.2587 | 1.0567 | 1.0038 | 0 | 0 | 4.8125 | 4.0886 | 0.20206 | 0 | 0.20206 | 13.9593 | 60.644 | 0 | 3.1313 | 3.1313 | 0.37305 | 3.1313 | 0 | 1.1042 | 1.007 | 0 | 5.3473
2025-05-17 15:00 | 0.47971 | 38.0713 | 90.253 | 58.4408 | 0.42871 | 1.3634 | 0.68027 | 0.68027 | 0.68027 | 200.4133 | 0 | 0 | 0 | 1.3634 | 0.71608 | 0.68027 | 0 | 0 | 4.8546 | 4.2502 | 0.64728 | 0 | 0.64728 | 14.5382 | 63.1591 | 0 | 2.122 | 2.122 | 0.2528 | 2.122 | 0 | 0.7483 | 1.0907 | 0 | 5.6136
2025-05-17 16:00 | 0.39555 | 25.3351 | 97.6031 | 72.4347 | 0.29639 | 0.94256 | 0.81181 | 0.81181 | 0.81181 | 116.1062 | 0 | 0 | 0 | 0.94256 | 0.85454 | 0.81181 | 0 | 0 | 4.4969 | 4.7681 | 0.088025 | 0 | 0.088025 | 14.6169 | 63.5012 | 0 | 2.5323 | 2.5323 | 0.30169 | 2.5323 | 0 | 0.89299 | 0.75405 | 0 | 5.7106
2025-05-17 17:00 | 0.1063 | 12.8067 | 104.6407 | 86.5809 | 0.090775 | 0.28868 | 0.93365 | 0.93365 | 0.93365 | 30.9193 | 0 | 1.1102e-16 | 0 | 0.28868 | 0.98279 | 0.93365 | 0 | 0 | 4.5604 | 4.8385 | 0 | 0.69411 | -0.69411 | 13.8409 | 60.1298 | 0 | 2.9123 | 2.9123 | 0.34697 | 2.9123 | 0 | 1.027 | 0.23094 | 0 | 5.1272
2025-05-17 18:00 | 0.012903 | 0.68485 | 112.0559 | 100.7532 | 0.011416 | 0.036304 | 0.90489 | 0.90489 | 0.90489 | 4.012 | 0 | 2.2204e-16 | 0 | 0.036304 | 0.95251 | 0.90489 | 0 | 0 | 5.143 | 4.1444 | 0 | 0.91621 | -0.91621 | 12.8165 | 55.6796 | 0 | 2.8226 | 2.8226 | 0.33628 | 2.8226 | 0 | 0.99538 | 0.029043 | 0 | 4.1807
2025-05-17 19:00 | 0 | 0 | 120.4489 | 90 | 0 | 0 | 0.5153 | 0.5153 | 0.5153 | 0 | 0 | 1.1102e-16 | 0 | 0 | 0.54242 | 0.5153 | 0 | 0 | 5.143 | 3.2282 | 0 | 0.54242 | -0.54242 | 12.2101 | 53.045 | 0 | 1.6074 | 1.6074 | 0.1915 | 1.6074 | 0 | 0.56683 | 0 | 0 | 3.2282
2025-05-17 20:00 | 0 | 0 | 130.4712 | 90 | 0 | 0 | 0.92463 | 0.92463 | 0.92463 | 0 | 0 | 0 | 0 | 0 | 0.97329 | 0.92463 | 0 | 0 | 5.143 | 2.6857 | 0 | 0.97329 | -0.97329 | 11.1219 | 48.3176 | 0 | 2.8842 | 2.8842 | 0.34361 | 2.8842 | 0 | 1.0171 | 0 | 0 | 2.6857
2025-05-17 21:00 | 0 | 0 | 142.8274 | 90 | 0 | 0 | 0.57833 | 0.57833 | 0.57833 | 0 | 0 | 1.1102e-16 | 0 | 0 | 0.60877 | 0.57833 | 0 | 0 | 5.143 | 1.7124 | 0 | 0.60877 | -0.60877 | 10.4413 | 45.3607 | 0 | 1.804 | 1.804 | 0.21492 | 1.804 | 0 | 0.63617 | 0 | 0 | 1.7124
2025-05-17 22:00 | 0 | 0 | 158.0043 | 90 | 0 | 0 | 1.0296 | 1.0296 | 1.0296 | 0 | 0 | 2.2204e-16 | 0.084056 | 0 | 1.0838 | 1.0296 | 0 | 0 | 5.143 | 1.1037 | 0 | 1.0838 | -1.0838 | 9.2296 | 40.0966 | 0 | 3.2116 | 3.2116 | 0.38262 | 3.2116 | 0 | 1.1325 | 0 | 0 | 1.1037
2025-05-17 23:00 | 0 | 0 | 175.5822 | 90 | 0 | 0 | 0.86599 | 0.018902 | 0.018902 | 0 | 0 | 0.84709 | 0.93369 | 0 | 0.019897 | 0.018902 | 0 | 0 | 5.143 | 0.019897 | 0 | 0.019897 | -0.019897 | 9.2074 | 40 | 0 | 2.7013 | 2.7013 | 0.32182 | 2.7013 | 0 | 0.95259 | 0 | 0 | 0.019897
2025-05-18 | 0 | 0 | -166.3339 | 90 | 0 | 0 | 0.29676 | 1.5094e-15 | 1.5094e-15 | 0 | 0 | 0.29676 | 0.32644 | 0 | 1.5888e-15 | 1.5094e-15 | 0 | 0 | 5.143 | 1.5888e-15 | 0 | 1.5888e-15 | 0 | 9.2074 | 40 | 0 | 0.92568 | 0.92568 | 0.11028 | 0.92568 | 0 | 0.32644 | 0 | 0 | 1.5888e-15
2025-05-18 01:00 | 0 | 0 | -149.9213 | 90 | 0 | 0 | 0.43411 | 3.0188e-15 | 3.0188e-15 | 0 | 0 | 0.43411 | 0.47752 | 0 | 3.1776e-15 | 3.0188e-15 | 0 | 0 | 5.143 | 3.1776e-15 | 0 | 3.1776e-15 | 0 | 9.2074 | 40 | 0 | 1.3541 | 1.3541 | 0.16132 | 1.3541 | 0 | 0.47752 | 0 | 0 | 3.1776e-15
2025-05-18 02:00 | 0 | 0 | -136.2638 | 90 | 0 | 0 | 0.47827 | 3.0188e-15 | 3.0188e-15 | 0 | 0 | 0.47827 | 0.5261 | 0 | 3.1776e-15 | 3.0188e-15 | 0 | 0 | 5.143 | 3.1776e-15 | 0 | 3.1776e-15 | 0 | 9.2074 | 40 | 0 | 1.4919 | 1.4919 | 0.17774 | 1.4919 | 0 | 0.5261 | 0 | 0 | 3.1776e-15
2025-05-18 03:00 | 0 | 0 | -125.218 | 90 | 0 | 0 | 0.34238 | 4.5281e-15 | 4.5281e-15 | 0 | 0 | 0.34238 | 0.37661 | 0 | 4.7665e-15 | 4.5281e-15 | 0 | 0 | 5.143 | 4.7665e-15 | 0 | 4.7665e-15 | 0 | 9.2074 | 40 | 0 | 1.068 | 1.068 | 0.12723 | 1.068 | 0 | 0.37661 | 0 | 0 | 4.7665e-15
2025-05-18 04:00 | 0.00017855 | 0 | -116.1361 | 90 | 0 | 0 | 0.46937 | 4.5281e-15 | 4.5281e-15 | 0 | 0 | 0.46937 | 0.51631 | 0 | 4.7665e-15 | 4.5281e-15 | 0 | 0 | 5.143 | 4.7665e-15 | 0 | 4.7665e-15 | 0 | 9.2074 | 40 | 0 | 1.4641 | 1.4641 | 0.17443 | 1.4641 | 0 | 0.51631 | 0 | 0 | 4.7665e-15
2025-05-18 05:00 | 0.036211 | 7.0118 | -108.3367 | 93.4197 | 0.033332 | 0.106 | 0.43845 | 0.1007 | 0.1007 | 105.2632 | 0 | 0.33775 | 0.46216 | 0.106 | 0.106 | 0.1007 | 0 | 0 | 5.143 | 4.7665e-15 | 0 | 4.7665e-15 | 0 | 9.2074 | 40 | 0 | 1.3677 | 1.3677 | 0.16294 | 1.3677 | 0 | 0.4823 | 0.0848 | 0 | 0.106
2025-05-18 06:00 | 0.13828 | 19.3592 | -101.2101 | 79.2676 | 0.12672 | 0.403 | 0.5006 | 0.38285 | 0.38285 | 105.2632 | 0 | 0.11775 | 0.47409 | 0.403 | 0.403 | 0.38285 | 0 | 0 | 5.143 | 4.7665e-15 | 0 | 4.7665e-15 | 0 | 9.2074 | 40 | 0 | 1.5615 | 1.5615 | 0.18603 | 1.5615 | 0 | 0.55066 | 0.3224 | 0 | 0.403
2025-05-18 07:00 | 0.3297 | 32.0119 | -94.141 | 65.2031 | 0.29596 | 0.94121 | 0.38327 | 0.38327 | 0.38327 | 245.5745 | 0 | 0 | 0.24277 | 0.94121 | 0.40344 | 0.38327 | 0 | 0 | 5.143 | 4.7665e-15 | 0.53777 | 0 | 0.53777 | 9.6884 | 42.0896 | 0 | 1.1955 | 1.1955 | 0.14243 | 1.1955 | 0 | 0.4216 | 0.75297 | 0 | 0.94121
2025-05-18 08:00 | 0.38252 | 44.7777 | -86.2865 | 51.3911 | 0.3587 | 1.1407 | 0.35756 | 0.35756 | 0.35756 | 319.0266 | 0 | 0 | 0 | 1.1407 | 0.37638 | 0.35756 | 0 | 0 | 5.143 | 0.43022 | 0.76434 | 0 | 0.76434 | 10.372 | 45.0596 | 0 | 1.1153 | 1.1153 | 0.13288 | 1.1153 | 0 | 0.39332 | 0.91258 | 0 | 1.5709
2025-05-18 09:00 | 0.81144 | 57.3944 | -75.9409 | 38.1799 | 0.76995 | 2.4486 | 0.46173 | 0.46173 | 0.46173 | 530.308 | 0 | 0 | 0 | 2.4486 | 0.48603 | 0.46173 | 0 | 0 | 5.143 | 1.0417 | 1.9626 | 0 | 1.9626 | 12.1274 | 52.6855 | 0 | 1.4403 | 1.4403 | 0.17159 | 1.4403 | 0 | 0.5079 | 1.9589 | 0 | 3.4903
2025-05-18 10:00 | 0.44957 | 69.1982 | -58.0838 | 26.546 | 0.42736 | 1.3591 | 0.39964 | 0.39964 | 0.39964 | 340.0784 | 0 | 0 | 0 | 1.3591 | 0.42067 | 0.39964 | 0 | 0 | 5.143 | 2.6117 | 0.93841 | 0 | 0.93841 | 12.9667 | 56.3319 | 0 | 1.2466 | 1.2466 | 0.14851 | 1.2466 | 0 | 0.4396 | 1.0873 | 0 | 3.9708
2025-05-18 11:00 | 0.63442 | 77.24 | -15.6658 | 19.5903 | 0.61155 | 1.9448 | 0.38907 | 0.38907 | 0.38907 | 499.8693 | 0 | 0 | 0 | 1.9448 | 0.40955 | 0.38907 | 0 | 0 | 5.143 | 3.3625 | 1.5353 | 0 | 1.5353 | 14.3399 | 62.2976 | 0 | 1.2136 | 1.2136 | 0.14459 | 1.2136 | 0 | 0.42798 | 1.5559 | 0 | 5.3073
2025-05-18 12:00 | 0.7892 | 73.9683 | 42.4029 | 22.264 | 0.76719 | 2.4398 | 0.93521 | 0.93521 | 0.93521 | 260.8804 | 0 | 0 | 0 | 2.4398 | 0.98443 | 0.93521 | 0 | 0 | 4.3045 | 4.5907 | 1.4553 | 0 | 1.4553 | 15.6416 | 67.9527 | 0 | 2.9172 | 2.9172 | 0.34754 | 2.9172 | 0 | 1.0287 | 1.9518 | 0 | 7.0305
2025-05-18 13:00 | 0.99814 | 63.2777 | 68.863 | 32.2516 | 0.95972 | 3.0521 | 0.94514 | 0.94514 | 0.94514 | 322.9243 | 0 | 0 | 0 | 3.0521 | 0.99488 | 0.94514 | 0 | 0 | 3.5572 | 5.755 | 2.0572 | 0 | 2.0572 | 17.4816 | 75.9464 | 0 | 2.9482 | 2.9482 | 0.35123 | 2.9482 | 0 | 1.0397 | 2.4417 | 0 | 8.8071
2025-05-18 14:00 | 0.78836 | 50.9135 | 81.7776 | 44.8997 | 0.73271 | 2.3301 | 0.5817 | 0.5817 | 0.5817 | 400.5721 | 0 | 0 | 0 | 2.3301 | 0.61232 | 0.5817 | 0 | 0 | 2.3907 | 6.0061 | 1.7178 | 0 | 1.7178 | 19.0181 | 82.6213 | 0 | 1.8145 | 1.8145 | 0.21617 | 1.8145 | 0 | 0.63987 | 1.8641 | 0 | 8.3363
2025-05-18 15:00 | 0.48326 | 38.176 | 90.5178 | 58.4864 | 0.43055 | 1.3692 | 0.79915 | 0.79915 | 0.79915 | 171.3357 | 0 | 0 | 0 | 1.3692 | 0.84121 | 0.79915 | 0 | 0 | 1.5476 | 6.0061 | 0.52802 | 0 | 0.52802 | 19.4904 | 84.673 | 0 | 2.4928 | 2.4928 | 0.29698 | 2.4928 | 0 | 0.87906 | 1.0954 | 0 | 7.3754
2025-05-18 16:00 | 0.22229 | 25.4435 | 97.8315 | 72.4561 | 0.20092 | 0.63896 | 0.70116 | 0.70116 | 0.70116 | 91.1283 | 0 | 0 | 0 | 0.63896 | 0.73807 | 0.70116 | 0 | 0 | 1.5512 | 6.0061 | 0 | 0.099108 | -0.099108 | 19.3796 | 84.1916 | 0 | 2.1871 | 2.1871 | 0.26057 | 2.1871 | 0 | 0.77128 | 0.51117 | 0 | 6.6451
2025-05-18 17:00 | 0.074936 | 12.9245 | 104.847 | 86.5815 | 0.069069 | 0.21965 | 0.58006 | 0.58006 | 0.58006 | 37.867 | 0 | 0 | 0 | 0.21965 | 0.61059 | 0.58006 | 0 | 0 | 1.8727 | 6.0061 | 0 | 0.39094 | -0.39094 | 18.9425 | 82.2928 | 0 | 1.8094 | 1.8094 | 0.21556 | 1.8094 | 0 | 0.63807 | 0.17572 | 0 | 6.2258
2025-05-18 18:00 | 0.010674 | 0.81659 | 112.2482 | 100.7336 | 0.0097888 | 0.03113 | 0.79312 | 0.79312 | 0.79312 | 3.925 | 0 | 1.1102e-16 | 0 | 0.03113 | 0.83487 | 0.79312 | 0 | 0 | 2.3097 | 6.0061 | 0 | 0.80374 | -0.80374 | 18.0439 | 78.3889 | 0 | 2.474 | 2.474 | 0.29474 | 2.474 | 0 | 0.87243 | 0.024904 | 0 | 6.0373
2025-05-18 19:00 | 0 | 0 | 120.6303 | 90 | 0 | 0 | 0.74921 | 0.74921 | 0.74921 | 0 | 0 | 1.1102e-16 | 0 | 0 | 0.78865 | 0.74921 | 0 | 0 | 3.0081 | 6.0061 | 0 | 0.78865 | -0.78865 | 17.1621 | 74.5584 | 0 | 2.337 | 2.337 | 0.27842 | 2.337 | 0 | 0.82413 | 0 | 0 | 6.0061
2025-05-18 20:00 | 0 | 0 | 130.639 | 90 | 0 | 0 | 1.0678 | 1.0678 | 1.0678 | 0 | 0 | 0 | 0 | 0 | 1.124 | 1.0678 | 0 | 0 | 3.5815 | 6.0061 | 0 | 1.124 | -1.124 | 15.9055 | 69.099 | 0 | 3.3308 | 3.3308 | 0.39682 | 3.3308 | 0 | 1.1746 | 0 | 0 | 6.0061
2025-05-18 21:00 | 0 | 0 | 142.9695 | 90 | 0 | 0 | 1.0165 | 1.0165 | 1.0165 | 0 | 0 | 0 | 0 | 0 | 1.07 | 1.0165 | 0 | 0 | 4.4093 | 5.991 | 0 | 1.07 | -1.07 | 14.7092 | 63.9019 | 0 | 3.1707 | 3.1707 | 0.37775 | 3.1707 | 0 | 1.1181 | 0 | 0 | 5.991
2025-05-18 22:00 | 0 | 0 | 158.0967 | 90 | 0 | 0 | 0.80872 | 0.80872 | 0.80872 | 0 | 0 | 1.1102e-16 | 0 | 0 | 0.85128 | 0.80872 | 0 | 0 | 5.1167 | 4.921 | 0 | 0.85128 | -0.85128 | 13.7574 | 59.7671 | 0 | 2.5226 | 2.5226 | 0.30054 | 2.5226 | 0 | 0.88959 | 0 | 0 | 4.921
2025-05-18 23:00 | 0 | 0 | 175.5976 | 90 | 0 | 0 | 0.92625 | 0.92625 | 0.92625 | 0 | 0 | 0 | 0 | 0 | 0.975 | 0.92625 | 0 | 0 | 5.143 | 4.0697 | 0 | 0.975 | -0.975 | 12.6674 | 55.0314 | 0 | 2.8892 | 2.8892 | 0.34421 | 2.8892 | 0 | 1.0189 | 0 | 0 | 4.0697
2025-05-19 | 0 | 0 | -166.4032 | 90 | 0 | 0 | 0.29809 | 0.29809 | 0.29809 | 0 | 0 | 5.5511e-17 | 0 | 0 | 0.31378 | 0.29809 | 0 | 0 | 5.143 | 3.0947 | 0 | 0.31378 | -0.31378 | 12.3165 | 53.5074 | 0 | 0.92984 | 0.92984 | 0.11078 | 0.92984 | 0 | 0.3279 | 0 | 0 | 3.0947
2025-05-19 01:00 | 0 | 0 | -150.0507 | 90 | 0 | 0 | 0.26312 | 0.26312 | 0.26312 | 0 | 0 | 5.5511e-17 | 0 | 0 | 0.27696 | 0.26312 | 0 | 0 | 5.143 | 2.7809 | 0 | 0.27696 | -0.27696 | 12.0069 | 52.1621 | 0 | 0.82074 | 0.82074 | 0.09778 | 0.82074 | 0 | 0.28943 | 0 | 0 | 2.7809
2025-05-19 02:00 | 0 | 0 | -136.4263 | 90 | 0 | 0 | 0.37848 | 0.37848 | 0.37848 | 0 | 0 | 5.5511e-17 | 0 | 0 | 0.39839 | 0.37848 | 0 | 0 | 5.143 | 2.504 | 0 | 0.39839 | -0.39839 | 11.5615 | 50.227 | 0 | 1.1806 | 1.1806 | 0.14065 | 1.1806 | 0 | 0.41632 | 0 | 0 | 2.504
2025-05-19 03:00 | 0 | 0 | -125.3966 | 90 | 0 | 0 | 0.26457 | 0.26457 | 0.26457 | 0 | 0 | 5.5511e-17 | 0 | 0 | 0.27849 | 0.26457 | 0 | 0 | 5.143 | 2.1056 | 0 | 0.27849 | -0.27849 | 11.2501 | 48.8744 | 0 | 0.82526 | 0.82526 | 0.098318 | 0.82526 | 0 | 0.29102 | 0 | 0 | 2.1056
2025-05-19 04:00 | 0.00081039 | 0 | -116.3246 | 90 | 0 | 0 | 0.33983 | 0.33983 | 0.33983 | 0 | 0 | 0 | 0 | 0 | 0.35771 | 0.33983 | 0 | 0 | 5.143 | 1.8271 | 0 | 0.35771 | -0.35771 | 10.8502 | 47.1369 | 0 | 1.06 | 1.06 | 0.12629 | 1.06 | 0 | 0.37381 | 0 | 0 | 1.8271
2025-05-19 05:00 | 0.062004 | 7.1236 | -108.5363 | 93.4214 | 0.049196 | 0.15645 | 0.43849 | 0.43849 | 0.43849 | 35.6798 | 0 | 0 | 0 | 0.15645 | 0.46157 | 0.43849 | 0 | 0 | 5.143 | 1.4694 | 0 | 0.30511 | -0.30511 | 10.509 | 45.6549 | 0 | 1.3678 | 1.3678 | 0.16295 | 1.3678 | 0 | 0.48234 | 0.12516 | 0 | 1.6258
2025-05-19 06:00 | 0.21871 | 19.4592 | -101.4266 | 79.2892 | 0.1722 | 0.54762 | 0.22726 | 0.22726 | 0.22726 | 240.9647 | 0 | 0 | 0 | 0.54762 | 0.23922 | 0.22726 | 0 | 0 | 5.143 | 1.1643 | 0.3084 | 0 | 0.3084 | 10.7849 | 46.8533 | 0 | 0.7089 | 0.7089 | 0.084455 | 0.7089 | 0 | 0.24999 | 0.4381 | 0 | 1.7119
2025-05-19 07:00 | 0.44033 | 32.105 | -94.3859 | 65.2464 | 0.36985 | 1.1762 | 0.40537 | 0.40537 | 0.40537 | 290.1545 | 0 | 0 | 0 | 1.1762 | 0.42671 | 0.40537 | 0 | 0 | 5.143 | 1.411 | 0.74949 | 0 | 0.74949 | 11.4552 | 49.7656 | 0 | 1.2645 | 1.2645 | 0.15064 | 1.2645 | 0 | 0.44591 | 0.94096 | 0 | 2.5872
2025-05-19 08:00 | 0.65289 | 44.8704 | -86.5792 | 51.4611 | 0.59097 | 1.8794 | 0.33567 | 0.33567 | 0.33567 | 559.8821 | 0 | 0 | 0 | 1.8794 | 0.35334 | 0.33567 | 0 | 0 | 5.143 | 2.0106 | 1.526 | 0 | 1.526 | 12.8202 | 55.6953 | 0 | 1.0471 | 1.0471 | 0.12474 | 1.0471 | 0 | 0.36924 | 1.5035 | 0 | 3.8899
2025-05-19 09:00 | 0.64886 | 57.4982 | -76.317 | 38.2872 | 0.61553 | 1.9575 | 0.33218 | 0.33218 | 0.33218 | 589.2927 | 0 | 0 | 0 | 1.9575 | 0.34966 | 0.33218 | 0 | 0 | 5.143 | 3.2314 | 1.6078 | 0 | 1.6078 | 14.2583 | 61.9429 | 0 | 1.0362 | 1.0362 | 0.12344 | 1.0362 | 0 | 0.3654 | 1.566 | 0 | 5.1889
2025-05-19 10:00 | 0.68087 | 69.3387 | -58.589 | 26.71 | 0.65552 | 2.0847 | 0.3519 | 0.3519 | 0.3519 | 592.4018 | 0 | 0 | 0 | 2.0847 | 0.37042 | 0.3519 | 0 | 0 | 4.3471 | 4.5177 | 1.7142 | 0 | 1.7142 | 15.7915 | 68.6039 | 0 | 1.0977 | 1.0977 | 0.13077 | 1.0977 | 0 | 0.38709 | 1.6677 | 0 | 6.6023
2025-05-19 11:00 | 0.70339 | 77.4588 | -15.9498 | 19.8148 | 0.68059 | 2.1644 | 0.23278 | 0.23278 | 0.23278 | 929.8 | 0 | 0 | 0 | 2.1644 | 0.24503 | 0.23278 | 0 | 0 | 3.4156 | 5.8891 | 1.9194 | 0 | 1.9194 | 17.5083 | 76.062 | 0 | 0.72611 | 0.72611 | 0.086506 | 0.72611 | 0 | 0.25606 | 1.7315 | 0 | 8.0535
2025-05-19 12:00 | 0.54922 | 74.1521 | 42.8906 | 22.455 | 0.52542 | 1.6709 | 0.6141 | 0.6141 | 0.6141 | 272.0955 | 0 | 0 | 0 | 1.6709 | 0.64642 | 0.6141 | 0 | 0 | 2.3807 | 6.0061 | 1.0245 | 0 | 1.0245 | 18.4246 | 80.043 | 0 | 1.9156 | 1.9156 | 0.22821 | 1.9156 | 0 | 0.67551 | 1.3367 | 0 | 7.6771
2025-05-19 13:00 | 0.54097 | 63.4054 | 69.2825 | 32.3726 | 0.51577 | 1.6402 | 0.80377 | 0.80377 | 0.80377 | 204.0666 | 0 | 0 | 0 | 1.6402 | 0.84608 | 0.80377 | 0 | 0 | 2.0324 | 6.0061 | 0.79416 | 0 | 0.79416 | 19.1349 | 83.1288 | 0 | 2.5072 | 2.5072 | 0.2987 | 2.5072 | 0 | 0.88415 | 1.3122 | 0 | 7.6464
2025-05-19 14:00 | 0.69182 | 51.0212 | 82.0957 | 44.9738 | 0.64334 | 2.0459 | 0.36789 | 0.36789 | 0.36789 | 556.1301 | 0 | 0 | 0 | 2.0459 | 0.38725 | 0.36789 | 0 | 0 | 1.7582 | 6.0061 | 1.6587 | 0 | 1.6587 | 20.6185 | 89.574 | 0 | 1.1476 | 1.1476 | 0.13672 | 1.1476 | 0 | 0.40468 | 1.6368 | 0 | 8.0521
2025-05-19 15:00 | 0.46099 | 38.2796 | 90.7755 | 58.529 | 0.41276 | 1.3127 | 0.65387 | 0.65387 | 0.65387 | 200.7525 | 0 | 0 | 0 | 1.3127 | 0.68828 | 0.65387 | 0 | 0 | 0.79541 | 6.0061 | 0.62437 | 0 | 0.62437 | 21.177 | 92.0002 | 0 | 2.0396 | 2.0396 | 0.24299 | 2.0396 | 0 | 0.71925 | 1.0501 | 0 | 7.3188
2025-05-19 16:00 | 0.26987 | 25.5511 | 98.0534 | 72.4749 | 0.23259 | 0.73968 | 0.61467 | 0.61467 | 0.61467 | 120.3372 | 0 | 0 | 0 | 0.73968 | 0.64702 | 0.61467 | 0 | 0 | 0.65172 | 6.0061 | 0.092656 | 0 | 0.092656 | 21.2598 | 92.3602 | 0 | 1.9173 | 1.9173 | 0.22843 | 1.9173 | 0 | 0.67614 | 0.59174 | 0 | 6.7458
2025-05-19 17:00 | 0.080552 | 13.0413 | 105.0473 | 86.5798 | 0.07382 | 0.23476 | 0.57841 | 0.57841 | 0.57841 | 40.5871 | 0 | 0 | 0 | 0.23476 | 0.60885 | 0.57841 | 0 | 0 | 0.79546 | 6.0061 | 0 | 0.37409 | -0.37409 | 20.8416 | 90.5432 | 0 | 1.8042 | 1.8042 | 0.21495 | 1.8042 | 0 | 0.63625 | 0.18781 | 0 | 6.2409
2025-05-19 18:00 | 0.012765 | 0.94705 | 112.4345 | 100.712 | 0.011511 | 0.036606 | 0.43286 | 0.43286 | 0.43286 | 8.4569 | 0 | 5.5511e-17 | 0 | 0.036606 | 0.45564 | 0.43286 | 0 | 0 | 1.2344 | 6.0061 | 0 | 0.41903 | -0.41903 | 20.3731 | 88.5079 | 0 | 1.3502 | 1.3502 | 0.16086 | 1.3502 | 0 | 0.47614 | 0.029285 | 0 | 6.0428
2025-05-19 19:00 | 0 | 0 | 120.8056 | 90 | 0 | 0 | 0.7443 | 0.7443 | 0.7443 | 0 | 0 | 0 | 0 | 0 | 0.78347 | 0.7443 | 0 | 0 | 1.5977 | 6.0061 | 0 | 0.78347 | -0.78347 | 19.4972 | 84.7024 | 0 | 2.3217 | 2.3217 | 0.2766 | 2.3217 | 0 | 0.81873 | 0 | 0 | 6.0061
2025-05-19 20:00 | 0 | 0 | 130.8005 | 90 | 0 | 0 | 0.70481 | 0.70481 | 0.70481 | 0 | 0 | 1.1102e-16 | 0 | 0 | 0.7419 | 0.70481 | 0 | 0 | 2.2303 | 6.0061 | 0 | 0.7419 | -0.7419 | 18.6677 | 81.0989 | 0 | 2.1985 | 2.1985 | 0.26192 | 2.1985 | 0 | 0.77529 | 0 | 0 | 6.0061
2025-05-19 21:00 | 0 | 0 | 143.1053 | 90 | 0 | 0 | 1.0509 | 1.0509 | 1.0509 | 0 | 0 | 0 | 0 | 0 | 1.1062 | 1.0509 | 0 | 0 | 2.7441 | 6.0061 | 0 | 1.1062 | -1.1062 | 17.4309 | 75.7258 | 0 | 3.2781 | 3.2781 | 0.39055 | 3.2781 | 0 | 1.156 | 0 | 0 | 6.0061
2025-05-19 22:00 | 0 | 0 | 158.1836 | 90 | 0 | 0 | 0.76516 | 0.76516 | 0.76516 | 0 | 0 | 0 | 0 | 0 | 0.80543 | 0.76516 | 0 | 0 | 3.5555 | 6.0061 | 0 | 0.80543 | -0.80543 | 16.5304 | 71.8137 | 0 | 2.3868 | 2.3868 | 0.28435 | 2.3868 | 0 | 0.84167 | 0 | 0 | 6.0061
2025-05-19 23:00 | 0 | 0 | 175.6095 | 90 | 0 | 0 | 0.56127 | 0.56127 | 0.56127 | 0 | 0 | 1.1102e-16 | 0 | 0 | 0.59081 | 0.56127 | 0 | 0 | 4.028 | 6.0061 | 0 | 0.59081 | -0.59081 | 15.8698 | 68.9441 | 0 | 1.7508 | 1.7508 | 0.20858 | 1.7508 | 0 | 0.6174 | 0 | 0 | 6.0061
2025-05-20 | 0 | 0 | -166.4733 | 90 | 0 | 0 | 0.34067 | 0.34067 | 0.34067 | 0 | 0 | 0 | 0 | 0 | 0.3586 | 0.34067 | 0 | 0 | 4.3243 | 5.9591 | 0 | 0.3586 | -0.3586 | 15.4689 | 67.2023 | 0 | 1.0627 | 1.0627 | 0.1266 | 1.0627 | 0 | 0.37474 | 0 | 0 | 5.9591
2025-05-20 01:00 | 0 | 0 | -150.1788 | 90 | 0 | 0 | 0.32498 | 0.32498 | 0.32498 | 0 | 0 | 0 | 0 | 0 | 0.34208 | 0.32498 | 0 | 0 | 4.4526 | 5.6005 | 0 | 0.34208 | -0.34208 | 15.0864 | 65.5408 | 0 | 1.0137 | 1.0137 | 0.12077 | 1.0137 | 0 | 0.35747 | 0 | 0 | 5.6005
2025-05-20 02:00 | 0 | 0 | -136.5862 | 90 | 0 | 0 | 0.16228 | 0.16228 | 0.16228 | 0 | 0 | 0 | 0 | 0 | 0.17082 | 0.16228 | 0 | 0 | 4.6194 | 5.2584 | 0 | 0.17082 | -0.17082 | 14.8955 | 64.7111 | 0 | 0.50619 | 0.50619 | 0.060306 | 0.50619 | 0 | 0.1785 | 0 | 0 | 5.2584
2025-05-20 03:00 | 0 | 0 | -125.572 | 90 | 0 | 0 | 0.41236 | 0.41236 | 0.41236 | 0 | 0 | 5.5511e-17 | 0 | 0 | 0.43406 | 0.41236 | 0 | 0 | 4.6586 | 5.0876 | 0 | 0.43406 | -0.43406 | 14.4102 | 62.6028 | 0 | 1.2863 | 1.2863 | 0.15324 | 1.2863 | 0 | 0.45359 | 0 | 0 | 5.0876
2025-05-20 04:00 | 0.0011624 | 0 | -116.5097 | 90 | 0 | 0 | 0.27242 | 0.27242 | 0.27242 | 0 | 0 | 0 | 0 | 0 | 0.28676 | 0.27242 | 0 | 0 | 4.9717 | 4.6535 | 0 | 0.28676 | -0.28676 | 14.0895 | 61.21 | 0 | 0.84976 | 0.84976 | 0.10124 | 0.84976 | 0 | 0.29966 | 0 | 0 | 4.6535
2025-05-20 05:00 | 0.10742 | 7.2304 | -108.7321 | 93.4254 | 0.02276 | 0.072381 | 0.46163 | 0.46163 | 0.46163 | 15.6793 | 0 | 0 | 0 | 0.072381 | 0.48593 | 0.46163 | 0 | 0 | 5.1286 | 4.3668 | 0 | 0.41355 | -0.41355 | 13.6272 | 59.2013 | 0 | 1.44 | 1.44 | 0.17155 | 1.44 | 0 | 0.5078 | 0.057904 | 0 | 4.4391
2025-05-20 06:00 | 0.24239 | 19.5543 | -101.6391 | 79.3128 | 0.17812 | 0.56644 | 0.24477 | 0.24477 | 0.24477 | 231.4193 | 0 | 0 | 0 | 0.56644 | 0.25765 | 0.24477 | 0 | 0 | 5.143 | 3.9532 | 0.30879 | 0 | 0.30879 | 13.9034 | 60.4012 | 0 | 0.7635 | 0.7635 | 0.090961 | 0.7635 | 0 | 0.26924 | 0.45315 | 0 | 4.5197
2025-05-20 07:00 | 0.37271 | 32.1932 | -94.6262 | 65.2914 | 0.32537 | 1.0347 | 0.43519 | 0.43519 | 0.43519 | 237.7653 | 0 | 0 | 0 | 1.0347 | 0.4581 | 0.43519 | 0 | 0 | 5.0874 | 4.2002 | 0.57664 | 0 | 0.57664 | 14.4191 | 62.6418 | 0 | 1.3575 | 1.3575 | 0.16173 | 1.3575 | 0 | 0.47871 | 0.82779 | 0 | 5.235
2025-05-20 08:00 | 0.66356 | 44.9579 | -86.8669 | 51.5322 | 0.59853 | 1.9034 | 0.40464 | 0.40464 | 0.40464 | 470.4033 | 0 | 0 | 0 | 1.9034 | 0.42593 | 0.40464 | 0 | 0 | 4.6669 | 4.6616 | 1.4775 | 0 | 1.4775 | 15.7407 | 68.3829 | 0 | 1.2622 | 1.2622 | 0.15037 | 1.2622 | 0 | 0.4451 | 1.5227 | 0 | 6.565
2025-05-20 09:00 | 0.769 | 57.5961 | -76.6877 | 38.3947 | 0.72673 | 2.3111 | 0.52476 | 0.52476 | 0.52476 | 440.4116 | 0 | 0 | 0 | 2.3111 | 0.55238 | 0.52476 | 0 | 0 | 3.675 | 5.8436 | 1.7587 | 0 | 1.7587 | 17.3137 | 75.2168 | 0 | 1.6369 | 1.6369 | 0.19501 | 1.6369 | 0 | 0.57724 | 1.8489 | 0 | 8.1547
2025-05-20 10:00 | 1.0413 | 69.4723 | -59.0919 | 26.8725 | 1.0068 | 3.2017 | 0.34809 | 0.34809 | 0.34809 | 919.7931 | 0.20995 | 0 | 0 | 3.2017 | 0.36641 | 0.34809 | 0 | 0 | 2.6254 | 6.0061 | 2.6254 | 0 | 2.6254 | 19.6619 | 85.4182 | 0 | 1.0858 | 1.0858 | 0.12936 | 1.0858 | 0 | 0.3829 | 2.5614 | 0 | 9.2079
2025-05-20 11:00 | 0.91702 | 77.6711 | -16.2468 | 20.0341 | 0.89359 | 2.8418 | 0.24192 | 0.24192 | 0.24192 | 1174.656 | 1.5355 | 0 | 0 | 2.8418 | 0.25466 | 0.24192 | 0 | 0 | 1.0516 | 6.0061 | 1.0516 | 0 | 1.0516 | 20.6025 | 89.5043 | 0 | 0.75463 | 0.75463 | 0.089904 | 0.75463 | 0 | 0.26612 | 2.2734 | 0 | 8.8479
2025-05-20 12:00 | 0.71247 | 74.3316 | 43.3697 | 22.6406 | 0.68796 | 2.1878 | 0.64223 | 0.64223 | 0.64223 | 340.6636 | 0.7549 | 0 | 0 | 2.1878 | 0.67603 | 0.64223 | 0 | 0 | 0.7569 | 6.0061 | 0.7569 | 0 | 0.7569 | 21.2795 | 92.4454 | 0 | 2.0033 | 2.0033 | 0.23867 | 2.0033 | 0 | 0.70645 | 1.7503 | 0 | 8.194
2025-05-20 13:00 | 0.72862 | 63.5306 | 69.6921 | 32.4896 | 0.69706 | 2.2168 | 0.76194 | 0.76194 | 0.76194 | 290.9361 | 0.86992 | 0 | 0 | 2.2168 | 0.80205 | 0.76194 | 0 | 0 | 0.5448 | 6.0061 | 0.5448 | 0 | 0.5448 | 21.7667 | 94.5624 | 0 | 2.3767 | 2.3767 | 0.28315 | 2.3767 | 0 | 0.83814 | 1.7734 | 0 | 8.2229
2025-05-20 14:00 | 0.49247 | 51.1275 | 82.4055 | 45.0445 | 0.4629 | 1.4721 | 0.80249 | 0.80249 | 0.80249 | 183.4424 | 0.23525 | 0 | 0 | 1.4721 | 0.84473 | 0.80249 | 0 | 0 | 0.39214 | 6.0061 | 0.39214 | 0 | 0.39214 | 22.1175 | 96.0861 | 0 | 2.5032 | 2.5032 | 0.29822 | 2.5032 | 0 | 0.88274 | 1.1777 | 0 | 7.4783
2025-05-20 15:00 | 0.42804 | 38.3822 | 91.0261 | 58.5688 | 0.38679 | 1.23 | 0.68283 | 0.68283 | 0.68283 | 180.1384 | 0.22902 | 0 | 0 | 1.23 | 0.71877 | 0.68283 | 0 | 0 | 0.28225 | 6.0061 | 0.28225 | 0 | 0.28225 | 22.3699 | 97.1829 | 0 | 2.13 | 2.13 | 0.25376 | 2.13 | 0 | 0.75112 | 0.98404 | 0 | 7.2362
2025-05-20 16:00 | 0.37625 | 25.6577 | 98.269 | 72.4912 | 0.28416 | 0.90369 | 0.8586 | 0.8586 | 0.8586 | 105.2506 | 0 | 0 | 0 | 0.90369 | 0.90379 | 0.8586 | 0 | 0 | 0.20316 | 6.0061 | 0 | 0.00010803 | -0.00010803 | 22.3698 | 97.1823 | 0 | 2.6782 | 2.6782 | 0.31908 | 2.6782 | 0 | 0.94446 | 0.72295 | 0 | 6.9098
2025-05-20 17:00 | 0.17023 | 13.1571 | 105.2414 | 86.5758 | 0.091729 | 0.29171 | 0.7571 | 0.7571 | 0.7571 | 38.5302 | 0 | 1.1102e-16 | 0 | 0.29171 | 0.79695 | 0.7571 | 0 | 0 | 0.29211 | 6.0061 | 0 | 0.50524 | -0.50524 | 21.805 | 94.7283 | 0 | 2.3616 | 2.3616 | 0.28136 | 2.3616 | 0 | 0.83281 | 0.23337 | 0 | 6.2979
2025-05-20 18:00 | 0.019561 | 1.0762 | 112.6147 | 100.6884 | 0.014447 | 0.045943 | 0.82666 | 0.82666 | 0.82666 | 5.5577 | 0 | 1.1102e-16 | 0 | 0.045943 | 0.87017 | 0.82666 | 0 | 0 | 0.78414 | 6.0061 | 0 | 0.82423 | -0.82423 | 20.8834 | 90.725 | 0 | 2.5786 | 2.5786 | 0.30721 | 2.5786 | 0 | 0.90933 | 0.036755 | 0 | 6.0521
2025-05-20 19:00 | 0 | 0 | 120.9748 | 90 | 0 | 0 | 0.52257 | 0.52257 | 0.52257 | 0 | 0 | 0 | 0 | 0 | 0.55007 | 0.52257 | 0 | 0 | 1.4624 | 6.0061 | 0 | 0.55007 | -0.55007 | 20.2684 | 88.0532 | 0 | 1.6301 | 1.6301 | 0.1942 | 1.6301 | 0 | 0.57483 | 0 | 0 | 6.0061
2025-05-20 20:00 | 0 | 0 | 130.9557 | 90 | 0 | 0 | 0.51413 | 0.51413 | 0.51413 | 0 | 0 | 1.1102e-16 | 0 | 0 | 0.54119 | 0.51413 | 0 | 0 | 1.8019 | 6.0061 | 0 | 0.54119 | -0.54119 | 19.6634 | 85.4245 | 0 | 1.6037 | 1.6037 | 0.19106 | 1.6037 | 0 | 0.56555 | 0 | 0 | 6.0061
2025-05-20 21:00 | 0 | 0 | 143.2348 | 90 | 0 | 0 | 0.88021 | 0.88021 | 0.88021 | 0 | 0 | 1.1102e-16 | 0 | 0 | 0.92654 | 0.88021 | 0 | 0 | 2.1351 | 6.0061 | 0 | 0.92654 | -0.92654 | 18.6274 | 80.9242 | 0 | 2.7456 | 2.7456 | 0.32711 | 2.7456 | 0 | 0.96824 | 0 | 0 | 6.0061
2025-05-20 22:00 | 0 | 0 | 158.2651 | 90 | 0 | 0 | 0.85813 | 0.85813 | 0.85813 | 0 | 0 | 1.1102e-16 | 0 | 0 | 0.90329 | 0.85813 | 0 | 0 | 2.816 | 6.0061 | 0 | 0.90329 | -0.90329 | 17.6175 | 76.5368 | 0 | 2.6768 | 2.6768 | 0.3189 | 2.6768 | 0 | 0.94394 | 0 | 0 | 6.0061
2025-05-20 23:00 | 0 | 0 | 175.618 | 90 | 0 | 0 | 0.61898 | 0.61898 | 0.61898 | 0 | 0 | 1.1102e-16 | 0 | 0 | 0.65155 | 0.61898 | 0 | 0 | 3.4175 | 6.0061 | 0 | 0.65155 | -0.65155 | 16.8891 | 73.3721 | 0 | 1.9308 | 1.9308 | 0.23003 | 1.9308 | 0 | 0.68087 | 0 | 0 | 6.0061
2025-05-21 | 0 | 0 | -166.544 | 90 | 0 | 0 | 0.56486 | 0.56486 | 0.56486 | 0 | 0 | 1.1102e-16 | 0 | 0 | 0.59459 | 0.56486 | 0 | 0 | 3.7712 | 6.0061 | 0 | 0.59459 | -0.59459 | 16.2243 | 70.4841 | 0 | 1.762 | 1.762 | 0.20991 | 1.762 | 0 | 0.62135 | 0 | 0 | 6.0061
2025-05-21 01:00 | 0 | 0 | -150.3056 | 90 | 0 | 0 | 0.46806 | 0.46806 | 0.46806 | 0 | 0 | 5.5511e-17 | 0 | 0 | 0.4927 | 0.46806 | 0 | 0 | 4.103 | 6.0061 | 0 | 0.4927 | -0.4927 | 15.6735 | 68.091 | 0 | 1.46 | 1.46 | 0.17394 | 1.46 | 0 | 0.51487 | 0 | 0 | 6.0061
2025-05-21 02:00 | 0 | 0 | -136.7436 | 90 | 0 | 0 | 0.45362 | 0.45362 | 0.45362 | 0 | 0 | 5.5511e-17 | 0 | 0 | 0.47749 | 0.45362 | 0 | 0 | 4.365 | 5.7835 | 0 | 0.47749 | -0.47749 | 15.1396 | 65.7718 | 0 | 1.415 | 1.415 | 0.16857 | 1.415 | 0 | 0.49898 | 0 | 0 | 5.7835
2025-05-21 03:00 | 0 | 0 | -125.7443 | 90 | 0 | 0 | 0.39886 | 0.39886 | 0.39886 | 0 | 0 | 5.5511e-17 | 0 | 0 | 0.41985 | 0.39886 | 0 | 0 | 4.6385 | 5.306 | 0 | 0.41985 | -0.41985 | 14.6702 | 63.7325 | 0 | 1.2442 | 1.2442 | 0.14823 | 1.2442 | 0 | 0.43875 | 0 | 0 | 5.306
2025-05-21 04:00 | 0.001191 | 0 | -116.6913 | 90 | 0 | 0 | 0.32067 | 0.32067 | 0.32067 | 0 | 0 | 0 | 0 | 0 | 0.33755 | 0.32067 | 0 | 0 | 4.8737 | 4.8861 | 0 | 0.33755 | -0.33755 | 14.2928 | 62.093 | 0 | 1.0003 | 1.0003 | 0.11917 | 1.0003 | 0 | 0.35274 | 0 | 0 | 4.8861
2025-05-21 05:00 | 0.056968 | 7.3323 | -108.9241 | 93.4317 | 0.048369 | 0.15382 | 0.37559 | 0.37559 | 0.37559 | 40.9542 | 0 | 5.5511e-17 | 0 | 0.15382 | 0.39536 | 0.37559 | 0 | 0 | 5.0498 | 4.5486 | 0 | 0.24154 | -0.24154 | 14.0228 | 60.9198 | 0 | 1.1716 | 1.1716 | 0.13958 | 1.1716 | 0 | 0.41315 | 0.12306 | 0 | 4.7024
2025-05-21 06:00 | 0.19615 | 19.6445 | -101.8475 | 79.3384 | 0.16388 | 0.52117 | 0.43501 | 0.43501 | 0.43501 | 119.8081 | 0 | 0 | 0 | 0.52117 | 0.4579 | 0.43501 | 0 | 0 | 5.143 | 4.307 | 0.063271 | 0 | 0.063271 | 14.0793 | 61.1656 | 0 | 1.3569 | 1.3569 | 0.16166 | 1.3569 | 0 | 0.47851 | 0.41694 | 0 | 4.8282
2025-05-21 07:00 | 0.36653 | 32.2763 | -94.8618 | 65.3379 | 0.32079 | 1.0202 | 0.43405 | 0.43405 | 0.43405 | 235.0318 | 0 | 0 | 0 | 1.0202 | 0.4569 | 0.43405 | 0 | 0 | 5.0292 | 4.3576 | 0.56327 | 0 | 0.56327 | 14.5831 | 63.3543 | 0 | 1.3539 | 1.3539 | 0.1613 | 1.3539 | 0 | 0.47746 | 0.81613 | 0 | 5.3778
2025-05-21 08:00 | 0.48235 | 45.0403 | -87.1493 | 51.6044 | 0.44538 | 1.4164 | 0.32027 | 0.32027 | 0.32027 | 442.2382 | 0 | 0 | 0 | 1.4164 | 0.33713 | 0.32027 | 0 | 0 | 4.596 | 4.8083 | 1.0792 | 0 | 1.0792 | 15.5485 | 67.5479 | 0 | 0.99903 | 0.99903 | 0.11902 | 0.99903 | 0 | 0.3523 | 1.1331 | 0 | 6.2246
2025-05-21 09:00 | 0.39752 | 57.6883 | -77.0527 | 38.5024 | 0.37606 | 1.1959 | 0.30167 | 0.30167 | 0.30167 | 396.4329 | 0 | 0 | 0 | 1.1959 | 0.31755 | 0.30167 | 0 | 0 | 3.8784 | 5.6716 | 0.87839 | 0 | 0.87839 | 16.3341 | 70.9611 | 0 | 0.94101 | 0.94101 | 0.11211 | 0.94101 | 0 | 0.33184 | 0.95675 | 0 | 6.8676
2025-05-21 10:00 | 0.76132 | 69.5991 | -59.592 | 27.0331 | 0.73285 | 2.3306 | 0.28578 | 0.28578 | 0.28578 | 815.5061 | 0 | 0 | 0 | 2.3306 | 0.30082 | 0.28578 | 0 | 0 | 3.4062 | 6.0061 | 2.0298 | 0 | 2.0298 | 18.1496 | 78.8481 | 0 | 0.89144 | 0.89144 | 0.1062 | 0.89144 | 0 | 0.31436 | 1.8645 | 0 | 8.3367
2025-05-21 11:00 | 0.91208 | 77.8769 | -16.5569 | 20.2481 | 0.88702 | 2.8209 | 0.38436 | 0.38436 | 0.38436 | 733.9195 | 0.28888 | 0 | 0 | 2.8209 | 0.40459 | 0.38436 | 0 | 0 | 2.1274 | 6.0061 | 2.1274 | 0 | 2.1274 | 20.0524 | 87.1146 | 0 | 1.1989 | 1.1989 | 0.14284 | 1.1989 | 0 | 0.42279 | 2.2567 | 0 | 8.827
2025-05-21 12:00 | 0.85255 | 74.5069 | 43.8395 | 22.8207 | 0.82608 | 2.6271 | 0.90905 | 0.90905 | 0.90905 | 288.9913 | 0.74093 | 0 | 0 | 2.6271 | 0.95689 | 0.90905 | 0 | 0 | 0.92924 | 6.0061 | 0.92924 | 0 | 0.92924 | 20.8835 | 90.7253 | 0 | 2.8356 | 2.8356 | 0.33782 | 2.8356 | 0 | 0.99995 | 2.1017 | 0 | 8.6332
2025-05-21 13:00 | 0.9096 | 63.6534 | 70.0915 | 32.6024 | 0.86878 | 2.7629 | 1.218 | 1.218 | 1.218 | 226.8394 | 0.81193 | 0 | 0.083718 | 2.7629 | 1.2821 | 1.218 | 0 | 0 | 0.66885 | 6.0061 | 0.66885 | 0 | 0.66885 | 21.4818 | 93.3243 | 0 | 3.7993 | 3.7993 | 0.45263 | 3.7993 | 0 | 1.3398 | 2.2103 | 0 | 8.769
2025-05-21 14:00 | 0.62153 | 51.2323 | 82.7067 | 45.1119 | 0.57821 | 1.8388 | 0.7842 | 0.7842 | 0.7842 | 234.4828 | 0.53192 | 0 | 0 | 1.8388 | 0.82548 | 0.7842 | 0 | 0 | 0.48142 | 6.0061 | 0.48142 | 0 | 0.48142 | 21.9124 | 95.195 | 0 | 2.4462 | 2.4462 | 0.29143 | 2.4462 | 0 | 0.86262 | 1.4711 | 0 | 7.845
2025-05-21 15:00 | 0.2971 | 38.4837 | 91.2694 | 58.6057 | 0.27741 | 0.88221 | 0.76385 | 0.76385 | 0.76385 | 115.4949 | 0 | 0 | 0 | 0.88221 | 0.80406 | 0.76385 | 0 | 0 | 0.34652 | 6.0061 | 0.078155 | 0 | 0.078155 | 21.9823 | 95.4986 | 0 | 2.3827 | 2.3827 | 0.28386 | 2.3827 | 0 | 0.84024 | 0.70577 | 0 | 6.8884
2025-05-21 16:00 | 0.33692 | 25.7634 | 98.4781 | 72.5049 | 0.26592 | 0.84566 | 0.73237 | 0.73237 | 0.73237 | 115.4692 | 0 | 0 | 0 | 0.84566 | 0.77091 | 0.73237 | 0 | 0 | 0.44199 | 6.0061 | 0.074746 | 0 | 0.074746 | 22.0491 | 95.7891 | 0 | 2.2845 | 2.2845 | 0.27216 | 2.2845 | 0 | 0.80561 | 0.67653 | 0 | 6.8518
2025-05-21 17:00 | 0.15339 | 13.2718 | 105.4294 | 86.5696 | 0.098622 | 0.31363 | 0.8415 | 0.8415 | 0.8415 | 37.2709 | 0 | 0 | 0 | 0.31363 | 0.88579 | 0.8415 | 0 | 0 | 0.46429 | 6.0061 | 0 | 0.57215 | -0.57215 | 21.4094 | 93.0101 | 0 | 2.6249 | 2.6249 | 0.31272 | 2.6249 | 0 | 0.92565 | 0.25091 | 0 | 6.3198
2025-05-21 18:00 | 0.025805 | 1.2039 | 112.789 | 100.6629 | 0.012551 | 0.039914 | 0.49657 | 0.49657 | 0.49657 | 8.0378 | 0 | 5.5511e-17 | 0 | 0.039914 | 0.52271 | 0.49657 | 0 | 0 | 1.0199 | 6.0061 | 0 | 0.4828 | -0.4828 | 20.8697 | 90.6651 | 0 | 1.549 | 1.549 | 0.18454 | 1.549 | 0 | 0.54623 | 0.031931 | 0 | 6.0461
2025-05-21 19:00 | 0 | 0 | 121.1379 | 90 | 0 | 0 | 0.64345 | 0.64345 | 0.64345 | 0 | 0 | 1.1102e-16 | 0 | 0 | 0.67731 | 0.64345 | 0 | 0 | 1.3832 | 6.0061 | 0 | 0.67731 | -0.67731 | 20.1124 | 87.3753 | 0 | 2.0071 | 2.0071 | 0.23912 | 2.0071 | 0 | 0.70779 | 0 | 0 | 6.0061
2025-05-21 20:00 | 0 | 0 | 131.1046 | 90 | 0 | 0 | 0.75518 | 0.75518 | 0.75518 | 0 | 0 | 1.1102e-16 | 0 | 0 | 0.79493 | 0.75518 | 0 | 0 | 1.8857 | 6.0061 | 0 | 0.79493 | -0.79493 | 19.2236 | 83.5142 | 0 | 2.3556 | 2.3556 | 0.28064 | 2.3556 | 0 | 0.8307 | 0 | 0 | 6.0061
2025-05-21 21:00 | 0 | 0 | 143.3582 | 90 | 0 | 0 | 0.76009 | 0.76009 | 0.76009 | 0 | 0 | 0 | 0 | 0 | 0.8001 | 0.76009 | 0 | 0 | 2.4482 | 6.0061 | 0 | 0.8001 | -0.8001 | 18.3291 | 79.628 | 0 | 2.371 | 2.371 | 0.28247 | 2.371 | 0 | 0.8361 | 0 | 0 | 6.0061
2025-05-21 22:00 | 0 | 0 | 158.3412 | 90 | 0 | 0 | 0.67072 | 0.67072 | 0.67072 | 0 | 0 | 1.1102e-16 | 0 | 0 | 0.70602 | 0.67072 | 0 | 0 | 2.9773 | 6.0061 | 0 | 0.70602 | -0.70602 | 17.5397 | 76.1988 | 0 | 2.0922 | 2.0922 | 0.24925 | 2.0922 | 0 | 0.73779 | 0 | 0 | 6.0061
2025-05-21 23:00 | 0 | 0 | 175.6232 | 90 | 0 | 0 | 0.71161 | 0.71161 | 0.71161 | 0 | 0 | 0 | 0 | 0 | 0.74906 | 0.71161 | 0 | 0 | 3.4046 | 6.0061 | 0 | 0.74906 | -0.74906 | 16.7023 | 72.5605 | 0 | 2.2197 | 2.2197 | 0.26445 | 2.2197 | 0 | 0.78277 | 0 | 0 | 6.0061
2025-05-22 | 0 | 0 | -166.6155 | 90 | 0 | 0 | 0.34621 | 0.34621 | 0.34621 | 0 | 0 | 5.5511e-17 | 0 | 0 | 0.36443 | 0.34621 | 0 | 0 | 3.8774 | 6.0061 | 0 | 0.36443 | -0.36443 | 16.2948 | 70.7904 | 0 | 1.0799 | 1.0799 | 0.12866 | 1.0799 | 0 | 0.38083 | 0 | 0 | 6.0061
2025-05-22 01:00 | 0 | 0 | -150.4309 | 90 | 0 | 0 | 0.57331 | 0.57331 | 0.57331 | 0 | 0 | 0 | 0 | 0 | 0.60348 | 0.57331 | 0 | 0 | 4.0015 | 6.0061 | 0 | 0.60348 | -0.60348 | 15.6201 | 67.8592 | 0 | 1.7883 | 1.7883 | 0.21305 | 1.7883 | 0 | 0.63064 | 0 | 0 | 6.0061
2025-05-22 02:00 | 0 | 0 | -136.8984 | 90 | 0 | 0 | 0.38096 | 0.38096 | 0.38096 | 0 | 0 | 5.5511e-17 | 0 | 0 | 0.40101 | 0.38096 | 0 | 0 | 4.3979 | 5.7357 | 0 | 0.40101 | -0.40101 | 15.1717 | 65.9114 | 0 | 1.1883 | 1.1883 | 0.14157 | 1.1883 | 0 | 0.41906 | 0 | 0 | 5.7357
2025-05-22 03:00 | 0 | 0 | -125.9133 | 90 | 0 | 0 | 0.3467 | 0.3467 | 0.3467 | 0 | 0 | 5.5511e-17 | 0 | 0 | 0.36495 | 0.3467 | 0 | 0 | 4.601 | 5.3347 | 0 | 0.36495 | -0.36495 | 14.7637 | 64.1388 | 0 | 1.0815 | 1.0815 | 0.12884 | 1.0815 | 0 | 0.38137 | 0 | 0 | 5.3347
2025-05-22 04:00 | 0.0011293 | 0 | -116.8693 | 90 | 0 | 0 | 0.28724 | 0.28724 | 0.28724 | 0 | 0 | 5.5511e-17 | 0 | 0 | 0.30236 | 0.28724 | 0 | 0 | 4.798 | 4.9698 | 0 | 0.30236 | -0.30236 | 14.4257 | 62.6702 | 0 | 0.89598 | 0.89598 | 0.10674 | 0.89598 | 0 | 0.31596 | 0 | 0 | 4.9698
2025-05-22 05:00 | 0.088408 | 7.4292 | -109.1122 | 93.4401 | 0.04392 | 0.13967 | 0.50993 | 0.50993 | 0.50993 | 27.3904 | 0 | 0 | 0 | 0.13967 | 0.53677 | 0.50993 | 0 | 0 | 4.9558 | 4.6674 | 0 | 0.3971 | -0.3971 | 13.9817 | 60.7415 | 0 | 1.5906 | 1.5906 | 0.1895 | 1.5906 | 0 | 0.56092 | 0.11174 | 0 | 4.8071
2025-05-22 06:00 | 0.26567 | 19.7298 | -102.0515 | 79.3658 | 0.1818 | 0.57816 | 0.5085 | 0.5085 | 0.5085 | 113.6989 | 0 | 0 | 0 | 0.57816 | 0.53526 | 0.5085 | 0 | 0 | 5.143 | 4.2703 | 0.042896 | 0 | 0.042896 | 14.0201 | 60.9081 | 0 | 1.5862 | 1.5862 | 0.18897 | 1.5862 | 0 | 0.55935 | 0.46253 | 0 | 4.8485
2025-05-22 07:00 | 0.49479 | 32.3546 | -95.0927 | 65.3858 | 0.40226 | 1.2793 | 0.39442 | 0.39442 | 0.39442 | 324.3375 | 0 | 0 | 0 | 1.2793 | 0.41518 | 0.39442 | 0 | 0 | 5.0815 | 4.3046 | 0.86408 | 0 | 0.86408 | 14.7929 | 64.2657 | 0 | 1.2303 | 1.2303 | 0.14658 | 1.2303 | 0 | 0.43386 | 1.0234 | 0 | 5.5839
2025-05-22 08:00 | 0.60622 | 45.1174 | -87.4262 | 51.6774 | 0.54763 | 1.7415 | 0.2391 | 0.2391 | 0.2391 | 728.3859 | 0 | 0 | 0 | 1.7415 | 0.25168 | 0.2391 | 0 | 0 | 4.4215 | 4.9959 | 1.4899 | 0 | 1.4899 | 16.1255 | 70.0549 | 0 | 0.74581 | 0.74581 | 0.088854 | 0.74581 | 0 | 0.26301 | 1.3932 | 0 | 6.7374
2025-05-22 09:00 | 0.91428 | 57.7748 | -77.4116 | 38.61 | 0.85905 | 2.7319 | 0.44613 | 0.44613 | 0.44613 | 612.3523 | 0 | 0 | 0 | 2.7319 | 0.46961 | 0.44613 | 0 | 0 | 3.4417 | 6.0061 | 2.2623 | 0 | 2.2623 | 18.149 | 78.8455 | 0 | 1.3916 | 1.3916 | 0.16579 | 1.3916 | 0 | 0.49075 | 2.1855 | 0 | 8.7381
2025-05-22 10:00 | 0.89286 | 69.7192 | -60.0884 | 27.1917 | 0.85945 | 2.7332 | 0.4738 | 0.4738 | 0.4738 | 576.8668 | 0.19305 | 0 | 0 | 2.7332 | 0.49874 | 0.4738 | 0 | 0 | 2.0414 | 6.0061 | 2.0414 | 0 | 2.0414 | 19.9749 | 86.7778 | 0 | 1.4779 | 1.4779 | 0.17607 | 1.4779 | 0 | 0.52118 | 2.1866 | 0 | 8.7393
2025-05-22 11:00 | 0.93443 | 78.076 | -16.88 | 20.4568 | 0.90737 | 2.8856 | 0.41187 | 0.41187 | 0.41187 | 700.6002 | 1.4985 | 0 | 0 | 2.8856 | 0.43355 | 0.41187 | 0 | 0 | 0.95353 | 6.0061 | 0.95353 | 0 | 0.95353 | 20.8277 | 90.4829 | 0 | 1.2848 | 1.2848 | 0.15306 | 1.2848 | 0 | 0.45306 | 2.3085 | 0 | 8.8917
2025-05-22 12:00 | 0.8468 | 74.678 | 44.2993 | 22.9951 | 0.81898 | 2.6045 | 0.73172 | 0.73172 | 0.73172 | 355.9421 | 1.1479 | 0 | 0 | 2.6045 | 0.77023 | 0.73172 | 0 | 0 | 0.68633 | 6.0061 | 0.68633 | 0 | 0.68633 | 21.4416 | 93.1498 | 0 | 2.2824 | 2.2824 | 0.27192 | 2.2824 | 0 | 0.80489 | 2.0836 | 0 | 8.6106
2025-05-22 13:00 | 0.77501 | 63.7739 | 70.4805 | 32.7111 | 0.73897 | 2.3501 | 0.86309 | 0.86309 | 0.86309 | 272.2841 | 0.94753 | 0 | 0 | 2.3501 | 0.90851 | 0.86309 | 0 | 0 | 0.49401 | 6.0061 | 0.49401 | 0 | 0.49401 | 21.8834 | 95.0694 | 0 | 2.6922 | 2.6922 | 0.32074 | 2.6922 | 0 | 0.9494 | 1.88 | 0 | 8.3562
2025-05-22 14:00 | 0.7834 | 51.3356 | 82.9994 | 45.1759 | 0.72106 | 2.2931 | 0.49962 | 0.49962 | 0.49962 | 458.9644 | 1.4116 | 0 | 0 | 2.2931 | 0.52592 | 0.49962 | 0 | 0 | 0.35558 | 6.0061 | 0.35558 | 0 | 0.35558 | 22.2015 | 96.451 | 0 | 1.5585 | 1.5585 | 0.18567 | 1.5585 | 0 | 0.54958 | 1.8345 | 0 | 8.2992
2025-05-22 15:00 | 0.69211 | 38.5842 | 91.5055 | 58.6396 | 0.59158 | 1.8813 | 0.51491 | 0.51491 | 0.51491 | 365.3712 | 1.0834 | 0 | 0 | 1.8813 | 0.54201 | 0.51491 | 0 | 0 | 0.25594 | 6.0061 | 0.25594 | 0 | 0.25594 | 22.4304 | 97.4455 | 0 | 1.6062 | 1.6062 | 0.19135 | 1.6062 | 0 | 0.5664 | 1.5051 | 0 | 7.8875
2025-05-22 16:00 | 0.4639 | 25.8681 | 98.6806 | 72.516 | 0.33283 | 1.0584 | 1.1239 | 1.1239 | 1.1239 | 94.1797 | 2.2204e-16 | 0 | 0 | 1.0584 | 1.183 | 1.1239 | 0 | 0 | 0.18422 | 6.0061 | 0 | 0.12456 | -0.12456 | 22.2911 | 96.8405 | 0 | 3.5057 | 3.5057 | 0.41765 | 3.5057 | 0 | 1.2362 | 0.84676 | 0 | 7.0646
2025-05-22 17:00 | 0.16568 | 13.3853 | 105.6113 | 86.5612 | 0.095826 | 0.30474 | 1.1627 | 1.1627 | 1.1627 | 26.209 | 0 | 2.2204e-16 | 0.022953 | 0.30474 | 1.2239 | 1.1627 | 0 | 0 | 0.37652 | 6.0061 | 0 | 0.9192 | -0.9192 | 21.2634 | 92.3758 | 0 | 3.627 | 3.627 | 0.4321 | 3.627 | 0 | 1.279 | 0.2438 | 0 | 6.3109
2025-05-22 18:00 | 0.037051 | 1.3301 | 112.9571 | 100.6355 | 0.0039235 | 0.012477 | 0.87904 | 0.87904 | 0.87904 | 1.4194 | 0 | 2.2204e-16 | 0 | 0.012477 | 0.9253 | 0.87904 | 0 | 0 | 1.217 | 6.0061 | 0 | 0.91283 | -0.91283 | 20.2429 | 87.9421 | 0 | 2.742 | 2.742 | 0.32667 | 2.742 | 0 | 0.96694 | 0.0099818 | 0 | 6.0186
2025-05-22 19:00 | 0 | 0 | 121.2947 | 90 | 0 | 0 | 0.87647 | 0.87647 | 0.87647 | 0 | 0 | 1.1102e-16 | 0 | 0 | 0.9226 | 0.87647 | 0 | 0 | 1.9009 | 6.0061 | 0 | 0.9226 | -0.9226 | 19.2114 | 83.4609 | 0 | 2.734 | 2.734 | 0.32571 | 2.734 | 0 | 0.96412 | 0 | 0 | 6.0061
2025-05-22 20:00 | 0 | 0 | 131.2472 | 90 | 0 | 0 | 0.83961 | 0.83961 | 0.83961 | 0 | 0 | 1.1102e-16 | 0 | 0 | 0.8838 | 0.83961 | 0 | 0 | 2.5285 | 6.0061 | 0 | 0.8838 | -0.8838 | 18.2233 | 79.1682 | 0 | 2.619 | 2.619 | 0.31202 | 2.619 | 0 | 0.92357 | 0 | 0 | 6.0061
2025-05-22 21:00 | 0 | 0 | 143.4754 | 90 | 0 | 0 | 0.59316 | 0.59316 | 0.59316 | 0 | 0 | 0 | 0 | 0 | 0.62438 | 0.59316 | 0 | 0 | 3.0913 | 6.0061 | 0 | 0.62438 | -0.62438 | 17.5252 | 76.1355 | 0 | 1.8502 | 1.8502 | 0.22043 | 1.8502 | 0 | 0.65248 | 0 | 0 | 6.0061
2025-05-22 22:00 | 0 | 0 | 158.4121 | 90 | 0 | 0 | 0.61419 | 0.61419 | 0.61419 | 0 | 0 | 1.1102e-16 | 0 | 0 | 0.64651 | 0.61419 | 0 | 0 | 3.4144 | 6.0061 | 0 | 0.64651 | -0.64651 | 16.8024 | 72.9953 | 0 | 1.9158 | 1.9158 | 0.22824 | 1.9158 | 0 | 0.6756 | 0 | 0 | 6.0061
2025-05-22 23:00 | 0 | 0 | 175.6251 | 90 | 0 | 0 | 0.93625 | 0.93625 | 0.93625 | 0 | 0 | 1.1102e-16 | 0 | 0 | 0.98552 | 0.93625 | 0 | 0 | 3.7942 | 6.0061 | 0 | 0.98552 | -0.98552 | 15.7005 | 68.2085 | 0 | 2.9204 | 2.9204 | 0.34793 | 2.9204 | 0 | 1.0299 | 0 | 0 | 6.0061
2025-05-23 | 0 | 0 | -166.6876 | 90 | 0 | 0 | 0.34486 | 0.34486 | 0.34486 | 0 | 0 | 5.5511e-17 | 0 | 0 | 0.36301 | 0.34486 | 0 | 0 | 4.4909 | 5.8076 | 0 | 0.36301 | -0.36301 | 15.2946 | 66.4453 | 0 | 1.0757 | 1.0757 | 0.12816 | 1.0757 | 0 | 0.37935 | 0 | 0 | 5.8076
2025-05-23 01:00 | 0 | 0 | -150.5548 | 90 | 0 | 0 | 0.36681 | 0.36681 | 0.36681 | 0 | 0 | 0 | 0 | 0 | 0.38611 | 0.36681 | 0 | 0 | 4.5824 | 5.4446 | 0 | 0.38611 | -0.38611 | 14.863 | 64.5699 | 0 | 1.1442 | 1.1442 | 0.13631 | 1.1442 | 0 | 0.40349 | 0 | 0 | 5.4446
2025-05-23 02:00 | 0 | 0 | -137.0505 | 90 | 0 | 0 | 0.44934 | 0.44934 | 0.44934 | 0 | 0 | 5.5511e-17 | 0 | 0 | 0.47299 | 0.44934 | 0 | 0 | 4.7703 | 5.0585 | 0 | 0.47299 | -0.47299 | 14.3341 | 62.2725 | 0 | 1.4016 | 1.4016 | 0.16699 | 1.4016 | 0 | 0.49428 | 0 | 0 | 5.0585
2025-05-23 03:00 | 0 | 0 | -126.0791 | 90 | 0 | 0 | 0.37606 | 0.37606 | 0.37606 | 0 | 0 | 5.5511e-17 | 0 | 0 | 0.39585 | 0.37606 | 0 | 0 | 5.0657 | 4.5855 | 0 | 0.39585 | -0.39585 | 13.8916 | 60.3498 | 0 | 1.173 | 1.173 | 0.13975 | 1.173 | 0 | 0.41366 | 0 | 0 | 4.5855
2025-05-23 04:00 | 0.0022047 | 0 | -117.0436 | 90 | 0 | 0 | 0.29005 | 0.29005 | 0.29005 | 0 | 0 | 5.5511e-17 | 0 | 0 | 0.30531 | 0.29005 | 0 | 0 | 5.143 | 4.1897 | 0 | 0.30531 | -0.30531 | 13.5502 | 58.8669 | 0 | 0.90475 | 0.90475 | 0.10779 | 0.90475 | 0 | 0.31905 | 0 | 0 | 4.1897
2025-05-23 05:00 | 0.11461 | 7.5211 | -109.2963 | 93.4507 | 0.020902 | 0.066473 | 0.40649 | 0.40649 | 0.40649 | 16.353 | 0 | 5.5511e-17 | 0 | 0.066473 | 0.42788 | 0.40649 | 0 | 0 | 5.143 | 3.8844 | 0 | 0.36141 | -0.36141 | 13.1462 | 57.1115 | 0 | 1.268 | 1.268 | 0.15106 | 1.268 | 0 | 0.44714 | 0.053178 | 0 | 3.9508
2025-05-23 06:00 | 0.24115 | 19.8103 | -102.2511 | 79.395 | 0.17789 | 0.56572 | 0.52392 | 0.52392 | 0.52392 | 107.9782 | 0 | 0 | 0 | 0.56572 | 0.55149 | 0.52392 | 0 | 0 | 5.143 | 3.523 | 0.014225 | 0 | 0.014225 | 13.1589 | 57.1667 | 0 | 1.6342 | 1.6342 | 0.1947 | 1.6342 | 0 | 0.57631 | 0.45257 | 0 | 4.0887
2025-05-23 07:00 | 0.33557 | 32.4281 | -95.3186 | 65.4351 | 0.29879 | 0.9502 | 0.32065 | 0.32065 | 0.32065 | 296.3347 | 0 | 0 | 0 | 0.9502 | 0.33753 | 0.32065 | 0 | 0 | 5.143 | 3.5343 | 0.61267 | 0 | 0.61267 | 13.7069 | 59.5474 | 0 | 1.0002 | 1.0002 | 0.11916 | 1.0002 | 0 | 0.35271 | 0.76016 | 0 | 4.4845
2025-05-23 08:00 | 0.39433 | 45.1896 | -87.6974 | 51.7512 | 0.36814 | 1.1707 | 0.39503 | 0.39503 | 0.39503 | 296.364 | 0 | 0 | 0 | 1.1707 | 0.41583 | 0.39503 | 0 | 0 | 5.0827 | 4.0245 | 0.75492 | 0 | 0.75492 | 14.3821 | 62.4808 | 0 | 1.2322 | 1.2322 | 0.1468 | 1.2322 | 0 | 0.43454 | 0.93659 | 0 | 5.1952
2025-05-23 09:00 | 0.65823 | 57.8556 | -77.764 | 38.7174 | 0.6203 | 1.9727 | 0.38359 | 0.38359 | 0.38359 | 514.2659 | 0 | 0 | 0 | 1.9727 | 0.40378 | 0.38359 | 0 | 0 | 4.5985 | 4.6284 | 1.5689 | 0 | 1.5689 | 15.7853 | 68.577 | 0 | 1.1965 | 1.1965 | 0.14255 | 1.1965 | 0 | 0.42195 | 1.5781 | 0 | 6.6011
2025-05-23 10:00 | 0.95507 | 69.8326 | -60.5804 | 27.3481 | 0.91773 | 2.9185 | 0.32337 | 0.32337 | 0.32337 | 902.5377 | 0 | 0 | 0 | 2.9185 | 0.34039 | 0.32337 | 0 | 0 | 3.5911 | 5.8835 | 2.5781 | 0 | 2.5781 | 18.0913 | 78.5949 | 0 | 1.0087 | 1.0087 | 0.12017 | 1.0087 | 0 | 0.35571 | 2.3348 | 0 | 8.802
2025-05-23 11:00 | 0.9277 | 78.2685 | -17.2159 | 20.6599 | 0.89913 | 2.8594 | 0.34585 | 0.34585 | 0.34585 | 826.7674 | 0.50863 | 0 | 0 | 2.8594 | 0.36405 | 0.34585 | 0 | 0 | 1.9867 | 6.0061 | 1.9867 | 0 | 1.9867 | 19.8682 | 86.3146 | 0 | 1.0788 | 1.0788 | 0.12853 | 1.0788 | 0 | 0.38043 | 2.2875 | 0 | 8.8655
2025-05-23 12:00 | 0.87544 | 74.8448 | 44.7485 | 23.1639 | 0.84563 | 2.6892 | 0.80466 | 0.80466 | 0.80466 | 334.2103 | 0.8553 | 0 | 0 | 2.6892 | 0.84701 | 0.80466 | 0 | 0 | 0.98693 | 6.0061 | 0.98693 | 0 | 0.98693 | 20.751 | 90.1495 | 0 | 2.51 | 2.51 | 0.29903 | 2.51 | 0 | 0.88512 | 2.1514 | 0 | 8.6954
2025-05-23 13:00 | 0.82372 | 63.892 | 70.8588 | 32.8155 | 0.78384 | 2.4927 | 0.94058 | 0.94058 | 0.94058 | 265.0208 | 0.79228 | 0 | 0 | 2.4927 | 0.99009 | 0.94058 | 0 | 0 | 0.71037 | 6.0061 | 0.71037 | 0 | 0.71037 | 21.3864 | 92.9098 | 0 | 2.934 | 2.934 | 0.34954 | 2.934 | 0 | 1.0346 | 1.9942 | 0 | 8.4989
2025-05-23 14:00 | 0.57787 | 51.4376 | 83.2832 | 45.2364 | 0.53787 | 1.7105 | 0.43763 | 0.43763 | 0.43763 | 390.8583 | 0.73855 | 0 | 0 | 1.7105 | 0.46067 | 0.43763 | 0 | 0 | 0.51131 | 6.0061 | 0.51131 | 0 | 0.51131 | 21.8437 | 94.8966 | 0 | 1.3651 | 1.3651 | 0.16263 | 1.3651 | 0 | 0.4814 | 1.3684 | 0 | 7.7167
2025-05-23 15:00 | 0.42391 | 38.6836 | 91.7341 | 58.6707 | 0.38224 | 1.2156 | 1.1312 | 1.1312 | 1.1312 | 107.4541 | 0 | 0 | 0 | 1.2156 | 1.1908 | 1.1312 | 0 | 0 | 0.36803 | 6.0061 | 0.024785 | 0 | 0.024785 | 21.8659 | 94.993 | 0 | 3.5287 | 3.5287 | 0.4204 | 3.5287 | 0 | 1.2444 | 0.97246 | 0 | 7.2217
2025-05-23 16:00 | 0.29964 | 25.9717 | 98.8765 | 72.5247 | 0.24832 | 0.78971 | 0.80448 | 0.80448 | 0.80448 | 98.1639 | 0 | 0 | 0 | 0.78971 | 0.84682 | 0.80448 | 0 | 0 | 0.51121 | 6.0061 | 0 | 0.057112 | -0.057112 | 21.802 | 94.7155 | 0 | 2.5094 | 2.5094 | 0.29896 | 2.5094 | 0 | 0.88493 | 0.63177 | 0 | 6.7959
2025-05-23 17:00 | 0.15107 | 13.4976 | 105.7868 | 86.5505 | 0.10101 | 0.32125 | 0.83384 | 0.83384 | 0.83384 | 38.5258 | 0 | 1.1102e-16 | 0 | 0.32125 | 0.87773 | 0.83384 | 0 | 0 | 0.6359 | 6.0061 | 0 | 0.55649 | -0.55649 | 21.1798 | 92.0126 | 0 | 2.601 | 2.601 | 0.30987 | 2.601 | 0 | 0.91723 | 0.257 | 0 | 6.3274
2025-05-23 18:00 | 0.023345 | 1.4548 | 113.1191 | 100.6063 | 0.015738 | 0.05005 | 0.58991 | 0.58991 | 0.58991 | 8.4844 | 1.1102e-16 | 0 | 0 | 0.05005 | 0.62096 | 0.58991 | 0 | 0 | 1.1584 | 6.0061 | 0 | 0.57091 | -0.57091 | 20.5415 | 89.2397 | 0 | 1.8401 | 1.8401 | 0.21922 | 1.8401 | 0 | 0.6489 | 0.04004 | 0 | 6.0562
2025-05-23 19:00 | 0 | 0 | 121.4454 | 90 | 0 | 0 | 0.85857 | 0.85857 | 0.85857 | 0 | 0 | 1.1102e-16 | 0 | 0 | 0.90376 | 0.85857 | 0 | 0 | 1.5947 | 6.0061 | 0 | 0.90376 | -0.90376 | 19.5311 | 84.85 | 0 | 2.6781 | 2.6781 | 0.31906 | 2.6781 | 0 | 0.94443 | 0 | 0 | 6.0061
2025-05-23 20:00 | 0 | 0 | 131.3835 | 90 | 0 | 0 | 0.55607 | 0.55607 | 0.55607 | 0 | 0 | 1.1102e-16 | 0 | 0 | 0.58534 | 0.55607 | 0 | 0 | 2.2841 | 6.0061 | 0 | 0.58534 | -0.58534 | 18.8767 | 82.0069 | 0 | 1.7345 | 1.7345 | 0.20665 | 1.7345 | 0 | 0.61168 | 0 | 0 | 6.0061
2025-05-23 21:00 | 0 | 0 | 143.5865 | 90 | 0 | 0 | 1.0017 | 1.0017 | 1.0017 | 0 | 0 | 0 | 0 | 0 | 1.0545 | 1.0017 | 0 | 0 | 2.6166 | 6.0061 | 0 | 1.0545 | -1.0545 | 17.6977 | 76.8852 | 0 | 3.1248 | 3.1248 | 0.37227 | 3.1248 | 0 | 1.1019 | 0 | 0 | 6.0061
2025-05-23 22:00 | 0 | 0 | 158.4778 | 90 | 0 | 0 | 0.4405 | 0.4405 | 0.4405 | 0 | 0 | 0 | 0 | 0 | 0.46368 | 0.4405 | 0 | 0 | 3.3878 | 6.0061 | 0 | 0.46368 | -0.46368 | 17.1793 | 74.6331 | 0 | 1.374 | 1.374 | 0.1637 | 1.374 | 0 | 0.48455 | 0 | 0 | 6.0061
2025-05-23 23:00 | 0 | 0 | 175.6238 | 90 | 0 | 0 | 0.82538 | 0.82538 | 0.82538 | 0 | 0 | 0 | 0 | 0 | 0.86882 | 0.82538 | 0 | 0 | 3.5645 | 6.0061 | 0 | 0.86882 | -0.86882 | 16.208 | 70.4131 | 0 | 2.5746 | 2.5746 | 0.30673 | 2.5746 | 0 | 0.90792 | 0 | 0 | 6.0061
2025-05-24 | 0 | 0 | -166.7602 | 90 | 0 | 0 | 0.44865 | 0.44865 | 0.44865 | 0 | 0 | 5.5511e-17 | 0 | 0 | 0.47226 | 0.44865 | 0 | 0 | 4.1677 | 6.0061 | 0 | 0.47226 | -0.47226 | 15.68 | 68.1193 | 0 | 1.3995 | 1.3995 | 0.16673 | 1.3995 | 0 | 0.49351 | 0 | 0 | 6.0061
2025-05-24 01:00 | 0 | 0 | -150.6773 | 90 | 0 | 0 | 0.61296 | 0.61296 | 0.61296 | 0 | 0 | 1.1102e-16 | 0 | 0 | 0.64522 | 0.61296 | 0 | 0 | 4.38 | 5.7893 | 0 | 0.64522 | -0.64522 | 14.9586 | 64.9853 | 0 | 1.912 | 1.912 | 0.22779 | 1.912 | 0 | 0.67426 | 0 | 0 | 5.7893
2025-05-24 02:00 | 0 | 0 | -137.2 | 90 | 0 | 0 | 0.4616 | 0.4616 | 0.4616 | 0 | 0 | 5.5511e-17 | 0 | 0 | 0.48589 | 0.4616 | 0 | 0 | 4.7935 | 5.144 | 0 | 0.48589 | -0.48589 | 14.4153 | 62.6253 | 0 | 1.4399 | 1.4399 | 0.17154 | 1.4399 | 0 | 0.50776 | 0 | 0 | 5.144
2025-05-24 03:00 | 0 | 0 | -126.2415 | 90 | 0 | 0 | 0.52231 | 0.52231 | 0.52231 | 0 | 0 | 0 | 0 | 0 | 0.5498 | 0.52231 | 0 | 0 | 5.0574 | 4.6582 | 0 | 0.5498 | -0.5498 | 13.8006 | 59.9549 | 0 | 1.6292 | 1.6292 | 0.1941 | 1.6292 | 0 | 0.57454 | 0 | 0 | 4.6582
2025-05-24 04:00 | 0.0013228 | 0 | -117.2142 | 90 | 0 | 0 | 0.52132 | 0.52132 | 0.52132 | 0 | 0 | 1.1102e-16 | 0 | 0 | 0.54876 | 0.52132 | 0 | 0 | 5.143 | 4.1084 | 0 | 0.54876 | -0.54876 | 13.1871 | 57.2895 | 0 | 1.6262 | 1.6262 | 0.19373 | 1.6262 | 0 | 0.57345 | 0 | 0 | 4.1084
2025-05-24 05:00 | 0.029102 | 7.6082 | -109.4764 | 93.4635 | 0.026979 | 0.085796 | 0.48475 | 0.48475 | 0.48475 | 17.6992 | 0 | 0 | 0 | 0.085796 | 0.51026 | 0.48475 | 0 | 0 | 5.143 | 3.5596 | 0 | 0.42446 | -0.42446 | 12.7126 | 55.2278 | 0 | 1.5121 | 1.5121 | 0.18014 | 1.5121 | 0 | 0.53322 | 0.068637 | 0 | 3.6454
2025-05-24 06:00 | 0.12216 | 19.886 | -102.4463 | 79.4259 | 0.11329 | 0.36029 | 0.58941 | 0.58941 | 0.58941 | 61.1276 | 0 | 0 | 0 | 0.36029 | 0.62043 | 0.58941 | 0 | 0 | 5.143 | 3.1351 | 0 | 0.26014 | -0.26014 | 12.4217 | 53.9642 | 0 | 1.8386 | 1.8386 | 0.21904 | 1.8386 | 0 | 0.64835 | 0.28823 | 0 | 3.4954
2025-05-24 07:00 | 0.2398 | 32.4967 | -95.5394 | 65.4858 | 0.22285 | 0.70872 | 0.61073 | 0.61073 | 0.61073 | 116.044 | 0 | 0 | 0 | 0.70872 | 0.64287 | 0.61073 | 0 | 0 | 5.143 | 2.875 | 0.065842 | 0 | 0.065842 | 12.4806 | 54.2201 | 0 | 1.905 | 1.905 | 0.22696 | 1.905 | 0 | 0.6718 | 0.56697 | 0 | 3.5837
2025-05-24 08:00 | 0.30256 | 45.2567 | -87.9627 | 51.8257 | 0.28453 | 0.90485 | 0.37108 | 0.37108 | 0.37108 | 243.8419 | 0 | 0 | 0 | 0.90485 | 0.39061 | 0.37108 | 0 | 0 | 5.143 | 2.9277 | 0.51424 | 0 | 0.51424 | 12.9405 | 56.2183 | 0 | 1.1575 | 1.1575 | 0.1379 | 1.1575 | 0 | 0.40819 | 0.72388 | 0 | 3.8325
2025-05-24 09:00 | 0.36446 | 57.931 | -78.1096 | 38.8244 | 0.34433 | 1.095 | 0.51095 | 0.51095 | 0.51095 | 214.3105 | 0 | 0 | 0 | 1.095 | 0.53784 | 0.51095 | 0 | 0 | 5.143 | 3.3391 | 0.55718 | 0 | 0.55718 | 13.4389 | 58.3833 | 0 | 1.5938 | 1.5938 | 0.18988 | 1.5938 | 0 | 0.56204 | 0.87601 | 0 | 4.4341
2025-05-24 10:00 | 0.22439 | 69.9392 | -61.0674 | 27.5021 | 0.2117 | 0.67325 | 0.50873 | 0.50873 | 0.50873 | 132.3405 | 0 | 0 | 0 | 0.67325 | 0.5355 | 0.50873 | 0 | 0 | 5.143 | 3.7848 | 0.13775 | 0 | 0.13775 | 13.5621 | 58.9186 | 0 | 1.5869 | 1.5869 | 0.18905 | 1.5869 | 0 | 0.5596 | 0.5386 | 0 | 4.4581
2025-05-24 11:00 | 0.29165 | 78.4541 | -17.5644 | 20.8576 | 0.27535 | 0.87565 | 0.3062 | 0.3062 | 0.3062 | 285.9766 | 0 | 0 | 0 | 0.87565 | 0.32231 | 0.3062 | 0 | 0 | 5.143 | 3.895 | 0.55334 | 0 | 0.55334 | 14.057 | 61.0686 | 0 | 0.95512 | 0.95512 | 0.11379 | 0.95512 | 0 | 0.33682 | 0.70052 | 0 | 4.7707
2025-05-24 12:00 | 0.2387 | 75.0075 | 45.1864 | 23.327 | 0.22525 | 0.71632 | 1.1327 | 1.1327 | 1.1327 | 63.2414 | 0 | 0 | 0 | 0.71632 | 1.1923 | 1.1327 | 0 | 0 | 4.8247 | 4.3377 | 0 | 0.47597 | -0.47597 | 13.5249 | 58.7568 | 0 | 3.5332 | 3.5332 | 0.42093 | 3.5332 | 0 | 1.2459 | 0.57306 | 0 | 5.054
2025-05-24 13:00 | 0.46131 | 64.0079 | 71.2259 | 32.9156 | 0.43737 | 1.3909 | 1.2143 | 1.2143 | 1.2143 | 114.5469 | 0 | 0 | 0.079635 | 1.3909 | 1.2782 | 1.2143 | 0 | 0 | 5.143 | 3.8617 | 0.11273 | 0 | 0.11273 | 13.6257 | 59.1948 | 0 | 3.7877 | 3.7877 | 0.45125 | 3.7877 | 0 | 1.3357 | 1.1127 | 0 | 5.2526
2025-05-24 14:00 | 0.492 | 51.5381 | 83.5582 | 45.2935 | 0.46081 | 1.4655 | 0.98413 | 0.98413 | 0.98413 | 148.909 | 0 | 0 | 0 | 1.4655 | 1.0359 | 0.98413 | 0 | 0 | 5.143 | 3.9519 | 0.42953 | 0 | 0.42953 | 14.0099 | 60.8639 | 0 | 3.0698 | 3.0698 | 0.36572 | 3.0698 | 0 | 1.0825 | 1.1724 | 0 | 5.4173
2025-05-24 15:00 | 0.29947 | 38.7819 | 91.9553 | 58.6988 | 0.27927 | 0.88811 | 1.1426 | 1.1426 | 1.1426 | 77.7276 | 0 | 0 | 0.00078826 | 0.88811 | 1.2027 | 1.1426 | 0 | 0 | 4.9223 | 4.2955 | 0 | 0.31462 | -0.31462 | 13.6581 | 59.3357 | 0 | 3.5641 | 3.5641 | 0.42461 | 3.5641 | 0 | 1.2569 | 0.71049 | 0 | 5.1836
2025-05-24 16:00 | 0.09021 | 26.0742 | 99.0657 | 72.5308 | 0.084712 | 0.2694 | 1.1222 | 1.1222 | 1.1222 | 24.0053 | 0 | 0 | 0 | 0.2694 | 1.1813 | 1.1222 | 0 | 0 | 5.143 | 3.9809 | 0 | 0.91191 | -0.91191 | 12.6386 | 54.9064 | 0 | 3.5006 | 3.5006 | 0.41705 | 3.5006 | 0 | 1.2345 | 0.21552 | 0 | 4.2503
2025-05-24 17:00 | 0.095939 | 13.6087 | 105.9561 | 86.5378 | 0.08603 | 0.27359 | 1.2877 | 1.2561 | 1.2561 | 21.7813 | 0 | 0.031586 | 0.16035 | 0.27359 | 1.3222 | 1.2561 | 0 | 0 | 5.143 | 3.069 | 0 | 1.0486 | -1.0486 | 11.4662 | 49.8133 | 0 | 4.0166 | 4.0166 | 0.47852 | 4.0166 | 0 | 1.4164 | 0.21887 | 0 | 3.3426
2025-05-24 18:00 | 0.02469 | 1.5779 | 113.2749 | 100.5754 | 0.016071 | 0.051108 | 0.80216 | 0.80216 | 0.80216 | 6.3714 | 0 | 1.1102e-16 | 0 | 0.051108 | 0.84438 | 0.80216 | 0 | 0 | 5.143 | 2.0204 | 0 | 0.79327 | -0.79327 | 10.5793 | 45.9603 | 0 | 2.5022 | 2.5022 | 0.2981 | 2.5022 | 0 | 0.88238 | 0.040887 | 0 | 2.0715
2025-05-24 19:00 | 0 | 0 | 121.59 | 90 | 0 | 0 | 1.0907 | 1.0907 | 1.0907 | 0 | 0 | 0 | 0.034035 | 0 | 1.1481 | 1.0907 | 0 | 0 | 5.143 | 1.2271 | 0 | 1.1481 | -1.1481 | 9.2957 | 40.3837 | 0 | 3.4023 | 3.4023 | 0.40534 | 3.4023 | 0 | 1.1998 | 0 | 0 | 1.2271
2025-05-24 20:00 | 0 | 0 | 131.5136 | 90 | 0 | 0 | 0.96988 | 0.075038 | 0.075038 | 0 | 0 | 0.89484 | 0.99183 | 0 | 0.078987 | 0.075038 | 0 | 0 | 5.143 | 0.078987 | 0 | 0.078987 | -0.078987 | 9.2074 | 40 | 0 | 3.0253 | 3.0253 | 0.36043 | 3.0253 | 0 | 1.0669 | 0 | 0 | 0.078987
2025-05-24 21:00 | 0 | 0 | 143.6915 | 90 | 0 | 0 | 0.87738 | 0 | 0 | 0 | 0 | 0.87738 | 0.96511 | 0 | 0 | 0 | 0 | 0 | 5.143 | 0 | 0 | 0 | 0 | 9.2074 | 40 | 0 | 2.7368 | 2.7368 | 0.32605 | 2.7368 | 0 | 0.96511 | 0 | 0 | 0
2025-05-24 22:00 | 0 | 0 | 158.5383 | 90 | 0 | 0 | 1.3269 | 0 | 0 | 0 | 0 | 1.3269 | 1.4596 | 0 | 0 | 0 | 0 | 0 | 5.143 | 0 | 0 | 0 | 0 | 9.2074 | 40 | 0 | 4.1389 | 4.1389 | 0.4931 | 4.1389 | 0 | 1.4596 | 0 | 0 | 0
2025-05-24 23:00 | 0 | 0 | 175.6195 | 90 | 0 | 0 | 1.2521 | 0 | 0 | 0 | 0 | 1.2521 | 1.3773 | 0 | 0 | 0 | 0 | 0 | 5.143 | 0 | 0 | 0 | 0 | 9.2074 | 40 | 0 | 3.9056 | 3.9056 | 0.46529 | 3.9056 | 0 | 1.3773 | 0 | 0 | 0
2025-05-25 | 0 | 0 | -166.8333 | 90 | 0 | 0 | 0.41865 | 0 | 0 | 0 | 0 | 0.41865 | 0.46051 | 0 | 0 | 0 | 0 | 0 | 5.143 | 0 | 0 | 0 | 0 | 9.2074 | 40 | 0 | 1.3059 | 1.3059 | 0.15558 | 1.3059 | 0 | 0.46051 | 0 | 0 | 0
2025-05-25 01:00 | 0 | 0 | -150.7982 | 90 | 0 | 0 | 0.38303 | 1.5094e-15 | 1.5094e-15 | 0 | 0 | 0.38303 | 0.42134 | 0 | 1.5888e-15 | 1.5094e-15 | 0 | 0 | 5.143 | 1.5888e-15 | 0 | 1.5888e-15 | 0 | 9.2074 | 40 | 0 | 1.1948 | 1.1948 | 0.14234 | 1.1948 | 0 | 0.42134 | 0 | 0 | 1.5888e-15
2025-05-25 02:00 | 0 | 0 | -137.3467 | 90 | 0 | 0 | 0.44111 | 3.0188e-15 | 3.0188e-15 | 0 | 0 | 0.44111 | 0.48522 | 0 | 3.1776e-15 | 3.0188e-15 | 0 | 0 | 5.143 | 3.1776e-15 | 0 | 3.1776e-15 | 0 | 9.2074 | 40 | 0 | 1.3759 | 1.3759 | 0.16392 | 1.3759 | 0 | 0.48522 | 0 | 0 | 3.1776e-15
2025-05-25 03:00 | 0 | 0 | -126.4006 | 90 | 0 | 0 | 0.37188 | 3.0188e-15 | 3.0188e-15 | 0 | 0 | 0.37188 | 0.40907 | 0 | 3.1776e-15 | 3.0188e-15 | 0 | 0 | 5.143 | 3.1776e-15 | 0 | 3.1776e-15 | 0 | 9.2074 | 40 | 0 | 1.16 | 1.16 | 0.1382 | 1.16 | 0 | 0.40907 | 0 | 0 | 3.1776e-15
2025-05-25 04:00 | 0.0014875 | 0 | -117.381 | 90 | 0 | 0 | 0.25271 | 3.0188e-15 | 3.0188e-15 | 0 | 0 | 0.25271 | 0.27798 | 0 | 3.1776e-15 | 3.0188e-15 | 0 | 0 | 5.143 | 3.1776e-15 | 0 | 3.1776e-15 | 0 | 9.2074 | 40 | 0 | 0.78827 | 0.78827 | 0.093911 | 0.78827 | 0 | 0.27798 | 0 | 0 | 3.1776e-15
2025-05-25 05:00 | 0.12401 | 7.6903 | -109.6522 | 93.4784 | 0.015935 | 0.050675 | 0.38662 | 0.048142 | 0.048142 | 105.2632 | 0 | 0.33848 | 0.41565 | 0.050675 | 0.050675 | 0.048142 | 0 | 0 | 5.143 | 3.1776e-15 | 0 | 3.1776e-15 | 0 | 9.2074 | 40 | 0 | 1.206 | 1.206 | 0.14368 | 1.206 | 0 | 0.42528 | 0.04054 | 0 | 0.050675
2025-05-25 06:00 | 0.37006 | 19.957 | -102.6368 | 79.4586 | 0.21179 | 0.67351 | 0.35669 | 0.35669 | 0.35669 | 188.825 | 0 | 0 | 0.26439 | 0.67351 | 0.37546 | 0.35669 | 0 | 0 | 5.143 | 3.1776e-15 | 0.29805 | 0 | 0.29805 | 9.4739 | 41.1581 | 0 | 1.1126 | 1.1126 | 0.13255 | 1.1126 | 0 | 0.39236 | 0.53881 | 0 | 0.67351
2025-05-25 07:00 | 0.56773 | 32.5605 | -95.755 | 65.5376 | 0.45073 | 1.4334 | 0.28899 | 0.28899 | 0.28899 | 496.0034 | 0 | 0 | 0 | 1.4334 | 0.3042 | 0.28899 | 0 | 0 | 5.143 | 0.23844 | 1.1292 | 0 | 1.1292 | 10.4839 | 45.5458 | 0 | 0.90144 | 0.90144 | 0.10739 | 0.90144 | 0 | 0.31789 | 1.1467 | 0 | 1.6718
2025-05-25 08:00 | 0.73949 | 45.3188 | -88.2219 | 51.9008 | 0.65591 | 2.0859 | 0.27579 | 0.27579 | 0.27579 | 756.3299 | 0 | 0 | 0 | 2.0859 | 0.29031 | 0.27579 | 0 | 0 | 5.143 | 1.1418 | 1.7956 | 0 | 1.7956 | 12.0899 | 52.523 | 0 | 0.86028 | 0.86028 | 0.10249 | 0.86028 | 0 | 0.30337 | 1.6687 | 0 | 3.2277
2025-05-25 09:00 | 0.72055 | 58.0008 | -78.4482 | 38.931 | 0.67526 | 2.1474 | 0.4695 | 0.4695 | 0.4695 | 457.3914 | 0 | 0 | 0 | 2.1474 | 0.49421 | 0.4695 | 0 | 0 | 5.143 | 2.5783 | 1.6532 | 0 | 1.6532 | 13.5686 | 58.947 | 0 | 1.4645 | 1.4645 | 0.17447 | 1.4645 | 0 | 0.51645 | 1.7179 | 0 | 4.7257
2025-05-25 10:00 | 0.96425 | 70.0393 | -61.5485 | 27.6537 | 0.92306 | 2.9355 | 0.25136 | 0.25136 | 0.25136 | 1167.84 | 0 | 0 | 0 | 2.9355 | 0.26459 | 0.25136 | 0 | 0 | 4.6737 | 3.9009 | 2.6709 | 0 | 2.6709 | 15.9576 | 69.3252 | 0 | 0.78407 | 0.78407 | 0.093411 | 0.78407 | 0 | 0.2765 | 2.3484 | 0 | 6.8363
2025-05-25 11:00 | 0.99236 | 78.633 | -17.9252 | 21.0496 | 0.95885 | 3.0493 | 0.32245 | 0.32245 | 0.32245 | 945.6669 | 0 | 0 | 0 | 3.0493 | 0.33942 | 0.32245 | 0 | 0 | 3.0881 | 6.0061 | 2.7099 | 0 | 2.7099 | 18.3814 | 79.855 | 0 | 1.0058 | 1.0058 | 0.11983 | 1.0058 | 0 | 0.35469 | 2.4394 | 0 | 9.0554
2025-05-25 12:00 | 0.82067 | 75.1659 | 45.6122 | 23.4844 | 0.78956 | 2.5109 | 0.7088 | 0.7088 | 0.7088 | 354.2517 | 0.14664 | 0 | 0 | 2.5109 | 0.7461 | 0.7088 | 0 | 0 | 1.6182 | 6.0061 | 1.6182 | 0 | 1.6182 | 19.8287 | 86.1428 | 0 | 2.2109 | 2.2109 | 0.2634 | 2.2109 | 0 | 0.77968 | 2.0087 | 0 | 8.5171
2025-05-25 13:00 | 0.82437 | 64.1215 | 71.5818 | 33.0112 | 0.78167 | 2.4858 | 0.49921 | 0.49921 | 0.49921 | 497.9558 | 0.96103 | 0 | 0 | 2.4858 | 0.52548 | 0.49921 | 0 | 0 | 0.99932 | 6.0061 | 0.99932 | 0 | 0.99932 | 20.7225 | 90.0259 | 0 | 1.5572 | 1.5572 | 0.18552 | 1.5572 | 0 | 0.54913 | 1.9887 | 0 | 8.492
2025-05-25 14:00 | 0.69743 | 51.6373 | 83.8241 | 45.347 | 0.64048 | 2.0368 | 0.74036 | 0.74036 | 0.74036 | 275.1108 | 0.5382 | 0 | 0 | 2.0368 | 0.77933 | 0.74036 | 0 | 0 | 0.71929 | 6.0061 | 0.71929 | 0 | 0.71929 | 21.3659 | 92.8208 | 0 | 2.3094 | 2.3094 | 0.27514 | 2.3094 | 0 | 0.8144 | 1.6295 | 0 | 8.043
2025-05-25 15:00 | 0.50635 | 38.879 | 92.1688 | 58.7239 | 0.44216 | 1.4061 | 0.511 | 0.511 | 0.511 | 275.1747 | 0.35051 | 0 | 0 | 1.4061 | 0.53789 | 0.511 | 0 | 0 | 0.51773 | 6.0061 | 0.51773 | 0 | 0.51773 | 21.8289 | 94.8326 | 0 | 1.594 | 1.594 | 0.1899 | 1.594 | 0 | 0.5621 | 1.1249 | 0 | 7.4123
2025-05-25 16:00 | 0.32638 | 26.1757 | 99.2482 | 72.5344 | 0.26049 | 0.82839 | 0.90286 | 0.90286 | 0.90286 | 91.7517 | 1.1102e-16 | 0 | 0 | 0.82839 | 0.95038 | 0.90286 | 0 | 0 | 0.37265 | 6.0061 | 0 | 0.12199 | -0.12199 | 21.6926 | 94.2401 | 0 | 2.8163 | 2.8163 | 0.33552 | 2.8163 | 0 | 0.99315 | 0.66271 | 0 | 6.8345
2025-05-25 17:00 | 0.15569 | 13.7184 | 106.1191 | 86.5229 | 0.10197 | 0.32427 | 0.71896 | 0.71896 | 0.71896 | 45.1026 | 0 | 1.1102e-16 | 0 | 0.32427 | 0.7568 | 0.71896 | 0 | 0 | 0.64506 | 6.0061 | 0 | 0.43253 | -0.43253 | 21.209 | 92.1392 | 0 | 2.2426 | 2.2426 | 0.26718 | 2.2426 | 0 | 0.79086 | 0.25942 | 0 | 6.3304
2025-05-25 18:00 | 0.035678 | 1.6993 | 113.4246 | 100.5427 | 0.0083516 | 0.02656 | 0.66944 | 0.66944 | 0.66944 | 3.9674 | 0 | 0 | 0 | 0.02656 | 0.70468 | 0.66944 | 0 | 0 | 1.0855 | 6.0061 | 0 | 0.67812 | -0.67812 | 20.4508 | 88.8455 | 0 | 2.0882 | 2.0882 | 0.24878 | 2.0882 | 0 | 0.73639 | 0.021248 | 0 | 6.0327
2025-05-25 19:00 | 0 | 0 | 121.7283 | 90 | 0 | 0 | 0.9134 | 0.9134 | 0.9134 | 0 | 0 | 0 | 0 | 0 | 0.96147 | 0.9134 | 0 | 0 | 1.6499 | 6.0061 | 0 | 0.96147 | -0.96147 | 19.3759 | 84.1755 | 0 | 2.8492 | 2.8492 | 0.33944 | 2.8492 | 0 | 1.0047 | 0 | 0 | 6.0061
2025-05-25 20:00 | 0 | 0 | 131.6375 | 90 | 0 | 0 | 0.74086 | 0.74086 | 0.74086 | 0 | 0 | 1.1102e-16 | 0 | 0 | 0.77985 | 0.74086 | 0 | 0 | 2.3884 | 6.0061 | 0 | 0.77985 | -0.77985 | 18.5039 | 80.3877 | 0 | 2.311 | 2.311 | 0.27532 | 2.311 | 0 | 0.81495 | 0 | 0 | 6.0061
2025-05-25 21:00 | 0 | 0 | 143.7906 | 90 | 0 | 0 | 0.80945 | 0.80945 | 0.80945 | 0 | 0 | 1.1102e-16 | 0 | 0 | 0.85205 | 0.80945 | 0 | 0 | 2.8853 | 6.0061 | 0 | 0.85205 | -0.85205 | 17.5513 | 76.2492 | 0 | 2.5249 | 2.5249 | 0.30081 | 2.5249 | 0 | 0.89039 | 0 | 0 | 6.0061
2025-05-25 22:00 | 0 | 0 | 158.5939 | 90 | 0 | 0 | 1.019 | 1.019 | 1.019 | 0 | 0 | 2.2204e-16 | 0 | 0 | 1.0727 | 1.019 | 0 | 0 | 3.4405 | 6.0061 | 0 | 1.0727 | -1.0727 | 16.3521 | 71.0391 | 0 | 3.1786 | 3.1786 | 0.37869 | 3.1786 | 0 | 1.1209 | 0 | 0 | 6.0061
2025-05-25 23:00 | 0 | 0 | 175.6121 | 90 | 0 | 0 | 0.73651 | 0.73651 | 0.73651 | 0 | 0 | 0 | 0 | 0 | 0.77528 | 0.73651 | 0 | 0 | 4.1797 | 6.0061 | 0 | 0.77528 | -0.77528 | 15.4853 | 67.2735 | 0 | 2.2974 | 2.2974 | 0.2737 | 2.2974 | 0 | 0.81016 | 0 | 0 | 6.0061
2025-05-26 | 0 | 0 | -166.9069 | 90 | 0 | 0 | 0.36295 | 0.36295 | 0.36295 | 0 | 0 | 5.5511e-17 | 0 | 0 | 0.38205 | 0.36295 | 0 | 0 | 4.612 | 5.6151 | 0 | 0.38205 | -0.38205 | 15.0581 | 65.4178 | 0 | 1.1322 | 1.1322 | 0.13488 | 1.1322 | 0 | 0.39925 | 0 | 0 | 5.6151
2025-05-26 01:00 | 0 | 0 | -150.9175 | 90 | 0 | 0 | 0.52181 | 0.52181 | 0.52181 | 0 | 0 | 0 | 0 | 0 | 0.54927 | 0.52181 | 0 | 0 | 4.7199 | 5.2331 | 0 | 0.54927 | -0.54927 | 14.444 | 62.7499 | 0 | 1.6277 | 1.6277 | 0.19391 | 1.6277 | 0 | 0.57399 | 0 | 0 | 5.2331
2025-05-26 02:00 | 0 | 0 | -137.4906 | 90 | 0 | 0 | 0.54512 | 0.54512 | 0.54512 | 0 | 0 | 1.1102e-16 | 0 | 0 | 0.57381 | 0.54512 | 0 | 0 | 5.0509 | 4.6838 | 0 | 0.57381 | -0.57381 | 13.8025 | 59.9629 | 0 | 1.7004 | 1.7004 | 0.20258 | 1.7004 | 0 | 0.59963 | 0 | 0 | 4.6838
2025-05-26 03:00 | 0 | 0 | -126.5561 | 90 | 0 | 0 | 0.36936 | 0.36936 | 0.36936 | 0 | 0 | 5.5511e-17 | 0 | 0 | 0.3888 | 0.36936 | 0 | 0 | 5.143 | 4.11 | 0 | 0.3888 | -0.3888 | 13.3678 | 58.0744 | 0 | 1.1521 | 1.1521 | 0.13726 | 1.1521 | 0 | 0.40629 | 0 | 0 | 4.11
2025-05-26 04:00 | 0.0017223 | 0 | -117.5439 | 90 | 0 | 0 | 0.49414 | 0.49414 | 0.49414 | 0 | 0 | 5.5511e-17 | 0 | 0 | 0.52015 | 0.49414 | 0 | 0 | 5.143 | 3.7212 | 0 | 0.52015 | -0.52015 | 12.7863 | 55.548 | 0 | 1.5414 | 1.5414 | 0.18363 | 1.5414 | 0 | 0.54356 | 0 | 0 | 3.7212
2025-05-26 05:00 | 0.11403 | 7.7675 | -109.8239 | 93.4953 | 0.025374 | 0.080693 | 0.49332 | 0.49332 | 0.49332 | 16.357 | 0 | 5.5511e-17 | 0 | 0.080693 | 0.51929 | 0.49332 | 0 | 0 | 5.143 | 3.2011 | 0 | 0.4386 | -0.4386 | 12.2959 | 53.4177 | 0 | 1.5388 | 1.5388 | 0.18333 | 1.5388 | 0 | 0.54266 | 0.064555 | 0 | 3.2818
2025-05-26 06:00 | 0.31929 | 20.0231 | -102.8227 | 79.4929 | 0.18959 | 0.60294 | 0.48641 | 0.48641 | 0.48641 | 123.9572 | 0 | 0 | 0 | 0.60294 | 0.51201 | 0.48641 | 0 | 0 | 5.143 | 2.7625 | 0.090929 | 0 | 0.090929 | 12.3772 | 53.771 | 0 | 1.5173 | 1.5173 | 0.18076 | 1.5173 | 0 | 0.53505 | 0.48235 | 0 | 3.3654
2025-05-26 07:00 | 0.54716 | 32.6197 | -95.9653 | 65.5906 | 0.43374 | 1.3794 | 0.29371 | 0.29371 | 0.29371 | 469.6382 | 0 | 0 | 0 | 1.3794 | 0.30917 | 0.29371 | 0 | 0 | 5.143 | 2.8352 | 1.0702 | 0 | 1.0702 | 13.3344 | 57.9295 | 0 | 0.91617 | 0.91617 | 0.10915 | 0.91617 | 0 | 0.32308 | 1.1035 | 0 | 4.2146
2025-05-26 08:00 | 0.79607 | 45.3761 | -88.4749 | 51.9763 | 0.70383 | 2.2383 | 0.4792 | 0.4792 | 0.4792 | 467.0944 | 0 | 0 | 0 | 2.2383 | 0.50442 | 0.4792 | 0 | 0 | 5.143 | 3.6914 | 1.7339 | 0 | 1.7339 | 14.8853 | 64.6669 | 0 | 1.4948 | 1.4948 | 0.17808 | 1.4948 | 0 | 0.52712 | 1.7906 | 0 | 5.9297
2025-05-26 09:00 | 0.92882 | 58.0652 | -78.7793 | 39.0369 | 0.86524 | 2.7516 | 0.46829 | 0.46829 | 0.46829 | 587.5845 | 0 | 0 | 0 | 2.7516 | 0.49294 | 0.46829 | 0 | 0 | 4.0605 | 5.0785 | 2.2587 | 0 | 2.2587 | 16.9055 | 73.4434 | 0 | 1.4607 | 1.4607 | 0.17403 | 1.4607 | 0 | 0.51512 | 2.2013 | 0 | 7.8301
2025-05-26 10:00 | 1.0179 | 70.1329 | -62.0232 | 27.8026 | 0.97265 | 3.0932 | 0.47244 | 0.47244 | 0.47244 | 654.7314 | 0 | 0 | 0 | 3.0932 | 0.4973 | 0.47244 | 0 | 0 | 2.7032 | 6.0061 | 2.5959 | 0 | 2.5959 | 19.2273 | 83.5302 | 0 | 1.4737 | 1.4737 | 0.17557 | 1.4737 | 0 | 0.51968 | 2.4745 | 0 | 9.0993
2025-05-26 11:00 | 0.99428 | 78.805 | -18.2979 | 21.236 | 0.95906 | 3.05 | 0.43004 | 0.43004 | 0.43004 | 709.2396 | 1.3626 | 0 | 0 | 3.05 | 0.45267 | 0.43004 | 0 | 0 | 1.2347 | 6.0061 | 1.2347 | 0 | 1.2347 | 20.3316 | 88.3278 | 0 | 1.3414 | 1.3414 | 0.15981 | 1.3414 | 0 | 0.47304 | 2.44 | 0 | 9.0561
2025-05-26 12:00 | 1.0367 | 75.3203 | 46.0253 | 23.6359 | 0.997 | 3.1706 | 1.0191 | 1.0191 | 1.0191 | 311.1265 | 1.2562 | 0 | 0 | 3.1706 | 1.0727 | 1.0191 | 0 | 0 | 0.84175 | 6.0061 | 0.84175 | 0 | 0.84175 | 21.0845 | 91.5986 | 0 | 3.1788 | 3.1788 | 0.37871 | 3.1788 | 0 | 1.121 | 2.5365 | 0 | 9.1768
2025-05-26 13:00 | 0.98584 | 64.2328 | 71.9262 | 33.1025 | 0.93232 | 2.9649 | 0.89386 | 0.89386 | 0.89386 | 331.6995 | 1.4181 | 0 | 0 | 2.9649 | 0.9409 | 0.89386 | 0 | 0 | 0.60587 | 6.0061 | 0.60587 | 0 | 0.60587 | 21.6264 | 93.9528 | 0 | 2.7882 | 2.7882 | 0.33218 | 2.7882 | 0 | 0.98324 | 2.3719 | 0 | 8.9711
2025-05-26 14:00 | 0.8678 | 51.7349 | 84.0809 | 45.397 | 0.79113 | 2.5159 | 1.017 | 1.017 | 1.017 | 247.3754 | 1.0092 | 0 | 0 | 2.5159 | 1.0706 | 1.017 | 0 | 0 | 0.4361 | 6.0061 | 0.4361 | 0 | 0.4361 | 22.0165 | 95.6474 | 0 | 3.1725 | 3.1725 | 0.37796 | 3.1725 | 0 | 1.1187 | 2.0127 | 0 | 8.5221
2025-05-26 15:00 | 0.69157 | 38.9751 | 92.3748 | 58.7461 | 0.5849 | 1.8601 | 1.0492 | 1.0492 | 1.0492 | 177.29 | 0.44179 | 0 | 0 | 1.8601 | 1.1044 | 1.0492 | 0 | 0 | 0.31389 | 6.0061 | 0.31389 | 0 | 0.31389 | 22.2972 | 96.8671 | 0 | 3.2727 | 3.2727 | 0.38989 | 3.2727 | 0 | 1.1541 | 1.4881 | 0 | 7.8662
2025-05-26 16:00 | 0.47725 | 26.276 | 99.4238 | 72.5356 | 0.33736 | 1.0729 | 0.9129 | 0.9129 | 0.9129 | 117.5234 | 0 | 0 | 0 | 1.0729 | 0.96095 | 0.9129 | 0 | 0 | 0.22593 | 6.0061 | 0.11192 | 0 | 0.11192 | 22.3974 | 97.302 | 0 | 2.8476 | 2.8476 | 0.33925 | 2.8476 | 0 | 1.0042 | 0.8583 | 0 | 7.079
2025-05-26 17:00 | 0.23077 | 13.8268 | 106.2758 | 86.506 | 0.076302 | 0.24266 | 0.83314 | 0.83314 | 0.83314 | 29.1254 | 0 | 0 | 0 | 0.24266 | 0.87699 | 0.83314 | 0 | 0 | 0.24443 | 6.0061 | 0 | 0.63433 | -0.63433 | 21.6882 | 94.2209 | 0 | 2.5988 | 2.5988 | 0.30961 | 2.5988 | 0 | 0.91645 | 0.19412 | 0 | 6.2488
2025-05-26 18:00 | 0.037146 | 1.819 | 113.5681 | 100.5085 | 0.0082544 | 0.026251 | 0.94317 | 0.94317 | 0.94317 | 2.7832 | 0 | 0 | 0 | 0.026251 | 0.99281 | 0.94317 | 0 | 0 | 0.87046 | 6.0061 | 0 | 0.96656 | -0.96656 | 20.6075 | 89.5262 | 0 | 2.942 | 2.942 | 0.3505 | 2.942 | 0 | 1.0375 | 0.021 | 0 | 6.0324
2025-05-26 19:00 | 0 | 0 | 121.8604 | 90 | 0 | 0 | 0.89002 | 0.89002 | 0.89002 | 0 | 0 | 1.1102e-16 | 0 | 0 | 0.93686 | 0.89002 | 0 | 0 | 1.6644 | 6.0061 | 0 | 0.93686 | -0.93686 | 19.5601 | 84.9758 | 0 | 2.7762 | 2.7762 | 0.33075 | 2.7762 | 0 | 0.97902 | 0 | 0 | 6.0061
2025-05-26 20:00 | 0 | 0 | 131.7552 | 90 | 0 | 0 | 0.73521 | 0.73521 | 0.73521 | 0 | 0 | 1.1102e-16 | 0 | 0 | 0.7739 | 0.73521 | 0 | 0 | 2.3236 | 6.0061 | 0 | 0.7739 | -0.7739 | 18.6948 | 81.2168 | 0 | 2.2933 | 2.2933 | 0.27322 | 2.2933 | 0 | 0.80873 | 0 | 0 | 6.0061
2025-05-26 21:00 | 0 | 0 | 143.8837 | 90 | 0 | 0 | 0.71168 | 0.71168 | 0.71168 | 0 | 0 | 0 | 0 | 0 | 0.74913 | 0.71168 | 0 | 0 | 2.7939 | 6.0061 | 0 | 0.74913 | -0.74913 | 17.8573 | 77.5782 | 0 | 2.2199 | 2.2199 | 0.26447 | 2.2199 | 0 | 0.78284 | 0 | 0 | 6.0061
2025-05-26 22:00 | 0 | 0 | 158.6445 | 90 | 0 | 0 | 1.0485 | 1.0485 | 1.0485 | 0 | 0 | 0 | 0 | 0 | 1.1036 | 1.0485 | 0 | 0 | 3.2485 | 6.0061 | 0 | 1.1036 | -1.1036 | 16.6233 | 72.2176 | 0 | 3.2705 | 3.2705 | 0.38963 | 3.2705 | 0 | 1.1533 | 0 | 0 | 6.0061
2025-05-26 23:00 | 0 | 0 | 175.6017 | 90 | 0 | 0 | 1.1753 | 1.1753 | 1.1753 | 0 | 0 | 0 | 0.03679 | 0 | 1.2372 | 1.1753 | 0 | 0 | 4.0277 | 6.0061 | 0 | 1.2372 | -1.2372 | 15.2401 | 66.2084 | 0 | 3.6662 | 3.6662 | 0.43678 | 3.6662 | 0 | 1.2929 | 0 | 0 | 6.0061
2025-05-27 | 0 | 0 | -166.9809 | 90 | 0 | 0 | 0.40392 | 0.40392 | 0.40392 | 0 | 0 | 5.5511e-17 | 0 | 0 | 0.42518 | 0.40392 | 0 | 0 | 4.8748 | 5.3959 | 0 | 0.42518 | -0.42518 | 14.7648 | 64.1433 | 0 | 1.26 | 1.26 | 0.15011 | 1.26 | 0 | 0.44432 | 0 | 0 | 5.3959
2025-05-27 01:00 | 0 | 0 | -151.0352 | 90 | 0 | 0 | 0.35789 | 0.35789 | 0.35789 | 0 | 0 | 0 | 0 | 0 | 0.37673 | 0.35789 | 0 | 0 | 4.9503 | 4.9707 | 0 | 0.37673 | -0.37673 | 14.3436 | 62.3135 | 0 | 1.1164 | 1.1164 | 0.133 | 1.1164 | 0 | 0.39368 | 0 | 0 | 4.9707
2025-05-27 02:00 | 0 | 0 | -137.6317 | 90 | 0 | 0 | 0.4005 | 0.4005 | 0.4005 | 0 | 0 | 5.5511e-17 | 0 | 0 | 0.42158 | 0.4005 | 0 | 0 | 5.0888 | 4.594 | 0 | 0.42158 | -0.42158 | 13.8722 | 60.2658 | 0 | 1.2493 | 1.2493 | 0.14883 | 1.2493 | 0 | 0.44055 | 0 | 0 | 4.594
2025-05-27 03:00 | 0 | 0 | -126.7082 | 90 | 0 | 0 | 0.328 | 0.328 | 0.328 | 0 | 0 | 5.5511e-17 | 0 | 0 | 0.34526 | 0.328 | 0 | 0 | 5.143 | 4.1724 | 0 | 0.34526 | -0.34526 | 13.4862 | 58.5888 | 0 | 1.0231 | 1.0231 | 0.12189 | 1.0231 | 0 | 0.3608 | 0 | 0 | 4.1724
2025-05-27 04:00 | 0.0021399 | 0 | -117.7029 | 90 | 0 | 0 | 0.22164 | 0.22164 | 0.22164 | 0 | 0 | 2.7756e-17 | 0 | 0 | 0.2333 | 0.22164 | 0 | 0 | 5.143 | 3.8271 | 0 | 0.2333 | -0.2333 | 13.2254 | 57.4556 | 0 | 0.69135 | 0.69135 | 0.082365 | 0.69135 | 0 | 0.2438 | 0 | 0 | 3.8271
2025-05-27 05:00 | 0.11526 | 7.8399 | -109.9912 | 93.5142 | 0.025395 | 0.080761 | 0.39551 | 0.39551 | 0.39551 | 20.4192 | 0 | 0 | 0 | 0.080761 | 0.41633 | 0.39551 | 0 | 0 | 5.143 | 3.5938 | 0 | 0.33557 | -0.33557 | 12.8502 | 55.8257 | 0 | 1.2337 | 1.2337 | 0.14698 | 1.2337 | 0 | 0.43506 | 0.064609 | 0 | 3.6746
2025-05-27 06:00 | 0.33668 | 20.0846 | -103.0038 | 79.5287 | 0.19418 | 0.61751 | 0.4229 | 0.4229 | 0.4229 | 146.0191 | 0 | 0 | 0 | 0.61751 | 0.44516 | 0.4229 | 0 | 0 | 5.143 | 3.2582 | 0.17236 | 0 | 0.17236 | 13.0044 | 56.4955 | 0 | 1.3191 | 1.3191 | 0.15716 | 1.3191 | 0 | 0.46519 | 0.49401 | 0 | 3.8758
2025-05-27 07:00 | 0.52826 | 32.6741 | -96.1701 | 65.6446 | 0.41891 | 1.3322 | 0.31185 | 0.31185 | 0.31185 | 427.2032 | 0 | 0 | 0 | 1.3322 | 0.32826 | 0.31185 | 0 | 0 | 5.143 | 3.3961 | 1.004 | 0 | 1.004 | 13.9023 | 60.3966 | 0 | 0.97274 | 0.97274 | 0.11589 | 0.97274 | 0 | 0.34303 | 1.0658 | 0 | 4.7284
2025-05-27 08:00 | 0.79766 | 45.4285 | -88.7215 | 52.0522 | 0.70352 | 2.2373 | 0.17517 | 0.17517 | 0.17517 | 1277.224 | 0 | 0 | 0 | 2.2373 | 0.18439 | 0.17517 | 0 | 0 | 4.8693 | 4.1993 | 2.0529 | 0 | 2.0529 | 15.7385 | 68.3737 | 0 | 0.54641 | 0.54641 | 0.065097 | 0.54641 | 0 | 0.19269 | 1.7899 | 0 | 6.4366
2025-05-27 09:00 | 0.84261 | 58.1244 | -79.1028 | 39.1421 | 0.7839 | 2.4929 | 0.33125 | 0.33125 | 0.33125 | 752.5934 | 0 | 0 | 0 | 2.4929 | 0.34868 | 0.33125 | 0 | 0 | 3.5125 | 5.8416 | 2.1443 | 0 | 2.1443 | 17.6564 | 76.7056 | 0 | 1.0333 | 1.0333 | 0.1231 | 1.0333 | 0 | 0.36437 | 1.9943 | 0 | 8.3346
2025-05-27 10:00 | 0.89399 | 70.22 | -62.4905 | 27.9488 | 0.85286 | 2.7123 | 0.31792 | 0.31792 | 0.31792 | 853.1238 | 0.099284 | 0 | 0 | 2.7123 | 0.33465 | 0.31792 | 0 | 0 | 2.2783 | 6.0061 | 2.2783 | 0 | 2.2783 | 19.6942 | 85.5585 | 0 | 0.99169 | 0.99169 | 0.11815 | 0.99169 | 0 | 0.34971 | 2.1698 | 0 | 8.7184
2025-05-27 11:00 | 0.99416 | 78.97 | -18.6821 | 21.4166 | 0.95736 | 3.0446 | 0.31095 | 0.31095 | 0.31095 | 979.1115 | 1.6758 | 0 | 0 | 3.0446 | 0.32732 | 0.31095 | 0 | 0 | 1.0415 | 6.0061 | 1.0415 | 0 | 1.0415 | 20.6257 | 89.6053 | 0 | 0.96995 | 0.96995 | 0.11556 | 0.96995 | 0 | 0.34205 | 2.4356 | 0 | 9.0507
2025-05-27 12:00 | 1.0547 | 75.4705 | 46.425 | 23.7815 | 1.0126 | 3.2203 | 1.0277 | 1.0277 | 1.0277 | 313.355 | 1.3889 | 0 | 0 | 3.2203 | 1.0818 | 1.0277 | 0 | 0 | 0.74962 | 6.0061 | 0.74962 | 0 | 0.74962 | 21.2962 | 92.5181 | 0 | 3.2056 | 3.2056 | 0.38191 | 3.2056 | 0 | 1.1304 | 2.5762 | 0 | 9.2264
2025-05-27 13:00 | 0.88892 | 64.3419 | 72.2586 | 33.1893 | 0.83947 | 2.6697 | 0.70287 | 0.70287 | 0.70287 | 379.824 | 1.3902 | 0 | 0 | 2.6697 | 0.73986 | 0.70287 | 0 | 0 | 0.53956 | 6.0061 | 0.53956 | 0 | 0.53956 | 21.7788 | 94.6147 | 0 | 2.1925 | 2.1925 | 0.2612 | 2.1925 | 0 | 0.77315 | 2.1357 | 0 | 8.6758
2025-05-27 14:00 | 0.76878 | 51.8312 | 84.3284 | 45.4435 | 0.70059 | 2.228 | 0.48552 | 0.48552 | 0.48552 | 458.8873 | 1.3286 | 0 | 0 | 2.228 | 0.51108 | 0.48552 | 0 | 0 | 0.38837 | 6.0061 | 0.38837 | 0 | 0.38837 | 22.1261 | 96.1238 | 0 | 1.5145 | 1.5145 | 0.18043 | 1.5145 | 0 | 0.53408 | 1.7824 | 0 | 8.2342
2025-05-27 15:00 | 0.62596 | 39.07 | 92.573 | 58.7654 | 0.52973 | 1.6846 | 0.53137 | 0.53137 | 0.53137 | 317.0345 | 0.84575 | 0 | 0 | 1.6846 | 0.55934 | 0.53137 | 0 | 0 | 0.27954 | 6.0061 | 0.27954 | 0 | 0.27954 | 22.3762 | 97.21 | 0 | 1.6575 | 1.6575 | 0.19747 | 1.6575 | 0 | 0.58451 | 1.3477 | 0 | 7.6908
2025-05-27 16:00 | 0.38826 | 26.375 | 99.5927 | 72.5343 | 0.28619 | 0.91013 | 0.82569 | 0.82569 | 0.82569 | 110.227 | 0 | 0 | 0 | 0.91013 | 0.86914 | 0.82569 | 0 | 0 | 0.20121 | 6.0061 | 0.040986 | 0 | 0.040986 | 22.4128 | 97.3692 | 0 | 2.5756 | 2.5756 | 0.30684 | 2.5756 | 0 | 0.90826 | 0.7281 | 0 | 6.9163
2025-05-27 17:00 | 0.20622 | 13.9337 | 106.426 | 86.4871 | 0.08386 | 0.26669 | 0.68615 | 0.68615 | 0.68615 | 38.8671 | 0 | 0 | 0 | 0.26669 | 0.72227 | 0.68615 | 0 | 0 | 0.25979 | 6.0061 | 0 | 0.45558 | -0.45558 | 21.9035 | 95.1564 | 0 | 2.1403 | 2.1403 | 0.25499 | 2.1403 | 0 | 0.75477 | 0.21335 | 0 | 6.2728
2025-05-27 18:00 | 0.039123 | 1.9368 | 113.7054 | 100.4726 | 0.0076976 | 0.02448 | 0.65248 | 0.65248 | 0.65248 | 3.7518 | 0 | 1.1102e-16 | 0 | 0.02448 | 0.68682 | 0.65248 | 0 | 0 | 0.71199 | 6.0061 | 0 | 0.66234 | -0.66234 | 21.163 | 91.9394 | 0 | 2.0353 | 2.0353 | 0.24247 | 2.0353 | 0 | 0.71772 | 0.019584 | 0 | 6.0306
2025-05-27 19:00 | 0 | 0 | 121.9864 | 90 | 0 | 0 | 0.6325 | 0.6325 | 0.6325 | 0 | 0 | 1.1102e-16 | 0 | 0 | 0.66579 | 0.6325 | 0 | 0 | 1.2548 | 6.0061 | 0 | 0.66579 | -0.66579 | 20.4186 | 88.7055 | 0 | 1.9729 | 1.9729 | 0.23505 | 1.9729 | 0 | 0.69575 | 0 | 0 | 6.0061
2025-05-27 20:00 | 0 | 0 | 131.8667 | 90 | 0 | 0 | 0.66513 | 0.66513 | 0.66513 | 0 | 0 | 1.1102e-16 | 0 | 0 | 0.70014 | 0.66513 | 0 | 0 | 1.7273 | 6.0061 | 0 | 0.70014 | -0.70014 | 19.6358 | 85.3049 | 0 | 2.0747 | 2.0747 | 0.24718 | 2.0747 | 0 | 0.73164 | 0 | 0 | 6.0061
2025-05-27 21:00 | 0 | 0 | 143.971 | 90 | 0 | 0 | 0.81869 | 0.81869 | 0.81869 | 0 | 0 | 1.1102e-16 | 0 | 0 | 0.86178 | 0.81869 | 0 | 0 | 2.198 | 6.0061 | 0 | 0.86178 | -0.86178 | 18.6723 | 81.1191 | 0 | 2.5537 | 2.5537 | 0.30424 | 2.5537 | 0 | 0.90056 | 0 | 0 | 6.0061
2025-05-27 22:00 | 0 | 0 | 158.6902 | 90 | 0 | 0 | 0.69267 | 0.69267 | 0.69267 | 0 | 0 | 1.1102e-16 | 0 | 0 | 0.72913 | 0.69267 | 0 | 0 | 2.794 | 6.0061 | 0 | 0.72913 | -0.72913 | 17.8571 | 77.5777 | 0 | 2.1606 | 2.1606 | 0.25741 | 2.1606 | 0 | 0.76194 | 0 | 0 | 6.0061
2025-05-27 23:00 | 0 | 0 | 175.5885 | 90 | 0 | 0 | 0.58876 | 0.58876 | 0.58876 | 0 | 0 | 0 | 0 | 0 | 0.61975 | 0.58876 | 0 | 0 | 3.2376 | 6.0061 | 0 | 0.61975 | -0.61975 | 17.1642 | 74.5675 | 0 | 1.8365 | 1.8365 | 0.2188 | 1.8365 | 0 | 0.64763 | 0 | 0 | 6.0061
2025-05-28 | 0 | 0 | -167.0552 | 90 | 0 | 0 | 0.34975 | 0.34975 | 0.34975 | 0 | 0 | 0 | 0 | 0 | 0.36816 | 0.34975 | 0 | 0 | 3.5889 | 6.0061 | 0 | 0.36816 | -0.36816 | 16.7526 | 72.7793 | 0 | 1.091 | 1.091 | 0.12998 | 1.091 | 0 | 0.38473 | 0 | 0 | 6.0061
2025-05-28 01:00 | 0 | 0 | -151.1512 | 90 | 0 | 0 | 0.41421 | 0.41421 | 0.41421 | 0 | 0 | 5.5511e-17 | 0 | 0 | 0.43601 | 0.41421 | 0 | 0 | 3.734 | 6.0061 | 0 | 0.43601 | -0.43601 | 16.2651 | 70.6615 | 0 | 1.292 | 1.292 | 0.15393 | 1.292 | 0 | 0.45563 | 0 | 0 | 6.0061
2025-05-28 02:00 | 0 | 0 | -137.7699 | 90 | 0 | 0 | 0.38372 | 0.38372 | 0.38372 | 0 | 0 | 0 | 0 | 0 | 0.40392 | 0.38372 | 0 | 0 | 3.9872 | 6.0061 | 0 | 0.40392 | -0.40392 | 15.8136 | 68.6996 | 0 | 1.1969 | 1.1969 | 0.1426 | 1.1969 | 0 | 0.4221 | 0 | 0 | 6.0061
2025-05-28 03:00 | 0 | 0 | -126.8567 | 90 | 0 | 0 | 0.46591 | 0.46591 | 0.46591 | 0 | 0 | 5.5511e-17 | 0 | 0 | 0.49043 | 0.46591 | 0 | 0 | 4.2219 | 5.9088 | 0 | 0.49043 | -0.49043 | 15.2652 | 66.3175 | 0 | 1.4533 | 1.4533 | 0.17314 | 1.4533 | 0 | 0.5125 | 0 | 0 | 5.9088
2025-05-28 04:00 | 0.0016725 | 0 | -117.8579 | 90 | 0 | 0 | 0.37338 | 0.37338 | 0.37338 | 0 | 0 | 5.5511e-17 | 0 | 0 | 0.39303 | 0.37338 | 0 | 0 | 4.5437 | 5.4183 | 0 | 0.39303 | -0.39303 | 14.8258 | 64.4085 | 0 | 1.1647 | 1.1647 | 0.13876 | 1.1647 | 0 | 0.41072 | 0 | 0 | 5.4183
2025-05-28 05:00 | 0.089394 | 7.9073 | -110.1541 | 93.5351 | 0.049751 | 0.15822 | 0.36195 | 0.36195 | 0.36195 | 43.7124 | 0 | 5.5511e-17 | 0 | 0.15822 | 0.381 | 0.36195 | 0 | 0 | 4.7688 | 5.0253 | 0 | 0.22278 | -0.22278 | 14.5767 | 63.3264 | 0 | 1.129 | 1.129 | 0.13451 | 1.129 | 0 | 0.39814 | 0.12657 | 0 | 5.1835
2025-05-28 06:00 | 0.31295 | 20.1414 | -103.18 | 79.566 | 0.18684 | 0.59417 | 0.38881 | 0.38881 | 0.38881 | 152.8174 | 0 | 0 | 0 | 0.59417 | 0.40927 | 0.38881 | 0 | 0 | 4.8522 | 4.8025 | 0.1849 | 0 | 0.1849 | 14.7421 | 64.0449 | 0 | 1.2128 | 1.2128 | 0.14449 | 1.2128 | 0 | 0.42769 | 0.47534 | 0 | 5.3967
2025-05-28 07:00 | 0.4665 | 32.724 | -96.3694 | 65.6996 | 0.37796 | 1.202 | 0.49523 | 0.49523 | 0.49523 | 242.7108 | 0 | 0 | 0 | 1.202 | 0.52129 | 0.49523 | 0 | 0 | 4.6342 | 4.9504 | 0.68068 | 0 | 0.68068 | 15.3509 | 66.6898 | 0 | 1.5448 | 1.5448 | 0.18404 | 1.5448 | 0 | 0.54475 | 0.96158 | 0 | 6.1524
2025-05-28 08:00 | 0.70601 | 45.4762 | -88.9614 | 52.1283 | 0.62264 | 1.9801 | 0.40973 | 0.40973 | 0.40973 | 483.2764 | 0 | 0 | 0 | 1.9801 | 0.43129 | 0.40973 | 0 | 0 | 4.1313 | 5.495 | 1.5488 | 0 | 1.5488 | 16.7362 | 72.7081 | 0 | 1.2781 | 1.2781 | 0.15226 | 1.2781 | 0 | 0.4507 | 1.5841 | 0 | 7.4751
2025-05-28 09:00 | 0.89169 | 58.1783 | -79.4181 | 39.2464 | 0.82753 | 2.6317 | 0.41238 | 0.41238 | 0.41238 | 638.1686 | 0 | 0 | 0 | 2.6317 | 0.43409 | 0.41238 | 0 | 0 | 3.0977 | 6.0061 | 2.1976 | 0 | 2.1976 | 18.7018 | 81.2473 | 0 | 1.2863 | 1.2863 | 0.15325 | 1.2863 | 0 | 0.45362 | 2.1054 | 0 | 8.6378
2025-05-28 10:00 | 0.87911 | 70.3008 | -62.95 | 28.092 | 0.83735 | 2.6629 | 0.35851 | 0.35851 | 0.35851 | 742.7692 | 0.53952 | 0 | 0 | 2.6629 | 0.37738 | 0.35851 | 0 | 0 | 1.746 | 6.0061 | 1.746 | 0 | 1.746 | 20.2635 | 88.0318 | 0 | 1.1183 | 1.1183 | 0.13323 | 1.1183 | 0 | 0.39436 | 2.1303 | 0 | 8.6691
2025-05-28 11:00 | 0.8695 | 79.128 | -19.0773 | 21.5914 | 0.8355 | 2.657 | 0.46133 | 0.46133 | 0.46133 | 575.9567 | 1.3083 | 0 | 0 | 2.657 | 0.48561 | 0.46133 | 0 | 0 | 0.8631 | 6.0061 | 0.8631 | 0 | 0.8631 | 21.0355 | 91.3855 | 0 | 1.439 | 1.439 | 0.17144 | 1.439 | 0 | 0.50746 | 2.1256 | 0 | 8.6632
2025-05-28 12:00 | 0.82939 | 75.6166 | 46.8104 | 23.9213 | 0.79464 | 2.5271 | 0.58073 | 0.58073 | 0.58073 | 435.1551 | 1.2945 | 0 | 0 | 2.5271 | 0.6113 | 0.58073 | 0 | 0 | 0.62124 | 6.0061 | 0.62124 | 0 | 0.62124 | 21.5911 | 93.7995 | 0 | 1.8115 | 1.8115 | 0.21581 | 1.8115 | 0 | 0.63881 | 2.0217 | 0 | 8.5332
2025-05-28 13:00 | 0.68914 | 64.4488 | 72.579 | 33.2715 | 0.65197 | 2.0734 | 0.97109 | 0.97109 | 0.97109 | 213.5126 | 0.60404 | 0 | 0 | 2.0734 | 1.0222 | 0.97109 | 0 | 0 | 0.44715 | 6.0061 | 0.44715 | 0 | 0.44715 | 21.9911 | 95.537 | 0 | 3.0291 | 3.0291 | 0.36088 | 3.0291 | 0 | 1.0682 | 1.6587 | 0 | 8.0795
2025-05-28 14:00 | 0.60239 | 51.9261 | 84.5665 | 45.4864 | 0.55569 | 1.7672 | 0.73292 | 0.73292 | 0.73292 | 241.1191 | 0.67386 | 0 | 0 | 1.7672 | 0.77149 | 0.73292 | 0 | 0 | 0.32185 | 6.0061 | 0.32185 | 0 | 0.32185 | 22.279 | 96.7876 | 0 | 2.2862 | 2.2862 | 0.27237 | 2.2862 | 0 | 0.80621 | 1.4138 | 0 | 7.7734
2025-05-28 15:00 | 0.67459 | 39.1636 | 92.7634 | 58.7818 | 0.56812 | 1.8067 | 0.80784 | 0.80784 | 0.80784 | 223.6471 | 0.72469 | 0 | 0 | 1.8067 | 0.85036 | 0.80784 | 0 | 0 | 0.23166 | 6.0061 | 0.23166 | 0 | 0.23166 | 22.4862 | 97.6878 | 0 | 2.5199 | 2.5199 | 0.30021 | 2.5199 | 0 | 0.88863 | 1.4454 | 0 | 7.8129
2025-05-28 16:00 | 0.47498 | 26.4729 | 99.7546 | 72.5306 | 0.33389 | 1.0618 | 0.86406 | 0.86406 | 0.86406 | 122.8897 | 0 | 0 | 0 | 1.0618 | 0.90954 | 0.86406 | 0 | 0 | 0.16675 | 6.0061 | 0.1523 | 0 | 0.1523 | 22.6224 | 98.2796 | 0 | 2.6953 | 2.6953 | 0.3211 | 2.6953 | 0 | 0.95047 | 0.84947 | 0 | 7.068
2025-05-28 17:00 | 0.17423 | 14.0392 | 106.5698 | 86.4663 | 0.099335 | 0.3159 | 0.38386 | 0.38386 | 0.38386 | 82.2951 | 5.5511e-17 | 0 | 0 | 0.3159 | 0.40407 | 0.38386 | 0 | 0 | 0.13038 | 6.0061 | 0 | 0.088166 | -0.088166 | 22.5238 | 97.8514 | 0 | 1.1974 | 1.1974 | 0.14265 | 1.1974 | 0 | 0.42225 | 0.25272 | 0 | 6.3221
2025-05-28 18:00 | 0.029743 | 2.0527 | 113.8365 | 100.4353 | 0.017232 | 0.0548 | 0.87558 | 0.87558 | 0.87558 | 6.2587 | 0 | 0 | 0 | 0.0548 | 0.92167 | 0.87558 | 0 | 0 | 0.26017 | 6.0061 | 0 | 0.86687 | -0.86687 | 21.5546 | 93.6409 | 0 | 2.7312 | 2.7312 | 0.32539 | 2.7312 | 0 | 0.96314 | 0.04384 | 0 | 6.061
2025-05-28 19:00 | 0 | 0 | 122.1062 | 90 | 0 | 0 | 0.98123 | 0.98123 | 0.98123 | 0 | 0 | 0 | 0 | 0 | 1.0329 | 0.98123 | 0 | 0 | 1.0345 | 6.0061 | 0 | 1.0329 | -1.0329 | 20.3999 | 88.6241 | 0 | 3.0608 | 3.0608 | 0.36465 | 3.0608 | 0 | 1.0794 | 0 | 0 | 6.0061
2025-05-28 20:00 | 0 | 0 | 131.9721 | 90 | 0 | 0 | 0.62397 | 0.62397 | 0.62397 | 0 | 0 | 0 | 0 | 0 | 0.65681 | 0.62397 | 0 | 0 | 1.8427 | 6.0061 | 0 | 0.65681 | -0.65681 | 19.6655 | 85.4339 | 0 | 1.9463 | 1.9463 | 0.23188 | 1.9463 | 0 | 0.68636 | 0 | 0 | 6.0061
2025-05-28 21:00 | 0 | 0 | 144.0524 | 90 | 0 | 0 | 0.86973 | 0.86973 | 0.86973 | 0 | 0 | 1.1102e-16 | 0 | 0 | 0.9155 | 0.86973 | 0 | 0 | 2.2154 | 6.0061 | 0 | 0.9155 | -0.9155 | 18.642 | 80.9872 | 0 | 2.7129 | 2.7129 | 0.32321 | 2.7129 | 0 | 0.9567 | 0 | 0 | 6.0061
2025-05-28 22:00 | 0 | 0 | 158.7311 | 90 | 0 | 0 | 0.94317 | 0.94317 | 0.94317 | 0 | 0 | 1.1102e-16 | 0 | 0 | 0.99281 | 0.94317 | 0 | 0 | 2.8406 | 6.0061 | 0 | 0.99281 | -0.99281 | 17.532 | 76.165 | 0 | 2.942 | 2.942 | 0.3505 | 2.942 | 0 | 1.0375 | 0 | 0 | 6.0061
2025-05-28 23:00 | 0 | 0 | 175.5725 | 90 | 0 | 0 | 0.60564 | 0.60564 | 0.60564 | 0 | 0 | 1.1102e-16 | 0 | 0 | 0.63752 | 0.60564 | 0 | 0 | 3.504 | 6.0061 | 0 | 0.63752 | -0.63752 | 16.8192 | 73.0684 | 0 | 1.8892 | 1.8892 | 0.22507 | 1.8892 | 0 | 0.66621 | 0 | 0 | 6.0061
2025-05-29 | 0 | 0 | -167.1297 | 90 | 0 | 0 | 0.55561 | 0.55561 | 0.55561 | 0 | 0 | 1.1102e-16 | 0 | 0 | 0.58485 | 0.55561 | 0 | 0 | 3.8232 | 6.0061 | 0 | 0.58485 | -0.58485 | 16.1653 | 70.2277 | 0 | 1.7331 | 1.7331 | 0.20648 | 1.7331 | 0 | 0.61117 | 0 | 0 | 6.0061
2025-05-29 01:00 | 0 | 0 | -151.2655 | 90 | 0 | 0 | 0.27354 | 0.27354 | 0.27354 | 0 | 0 | 5.5511e-17 | 0 | 0 | 0.28794 | 0.27354 | 0 | 0 | 4.1389 | 6.0061 | 0 | 0.28794 | -0.28794 | 15.8434 | 68.8292 | 0 | 0.85326 | 0.85326 | 0.10165 | 0.85326 | 0 | 0.3009 | 0 | 0 | 6.0061
2025-05-29 02:00 | 0 | 0 | -137.9051 | 90 | 0 | 0 | 0.2216 | 0.2216 | 0.2216 | 0 | 0 | 0 | 0 | 0 | 0.23326 | 0.2216 | 0 | 0 | 4.2155 | 5.9354 | 0 | 0.23326 | -0.23326 | 15.5826 | 67.6962 | 0 | 0.69123 | 0.69123 | 0.08235 | 0.69123 | 0 | 0.24376 | 0 | 0 | 5.9354
2025-05-29 03:00 | 0 | 0 | -127.0016 | 90 | 0 | 0 | 0.39921 | 0.39921 | 0.39921 | 0 | 0 | 5.5511e-17 | 0 | 0 | 0.42022 | 0.39921 | 0 | 0 | 4.3008 | 5.7022 | 0 | 0.42022 | -0.42022 | 15.1128 | 65.6551 | 0 | 1.2453 | 1.2453 | 0.14836 | 1.2453 | 0 | 0.43913 | 0 | 0 | 5.7022
2025-05-29 04:00 | 0.0022425 | 0 | -118.0088 | 90 | 0 | 0 | 0.38383 | 0.38383 | 0.38383 | 0 | 0 | 5.5511e-17 | 0 | 0 | 0.40403 | 0.38383 | 0 | 0 | 4.5876 | 5.2819 | 0 | 0.40403 | -0.40403 | 14.661 | 63.6927 | 0 | 1.1973 | 1.1973 | 0.14264 | 1.1973 | 0 | 0.42222 | 0 | 0 | 5.2819
2025-05-29 05:00 | 0.13659 | 7.97 | -110.3126 | 93.5579 | 0.011985 | 0.038115 | 0.5698 | 0.5698 | 0.5698 | 6.6892 | 0 | 0 | 0 | 0.038115 | 0.59979 | 0.5698 | 0 | 0 | 4.8456 | 4.8779 | 0 | 0.56167 | -0.56167 | 14.0331 | 60.9646 | 0 | 1.7774 | 1.7774 | 0.21175 | 1.7774 | 0 | 0.62678 | 0.030492 | 0 | 4.916
2025-05-29 06:00 | 0.30807 | 20.1935 | -103.3512 | 79.6048 | 0.18532 | 0.58935 | 0.39247 | 0.39247 | 0.39247 | 150.1642 | 0 | 0 | 0 | 0.58935 | 0.41313 | 0.39247 | 0 | 0 | 5.143 | 4.3162 | 0.17622 | 0 | 0.17622 | 14.1907 | 61.6493 | 0 | 1.2242 | 1.2242 | 0.14585 | 1.2242 | 0 | 0.43172 | 0.47148 | 0 | 4.9056
2025-05-29 07:00 | 0.57637 | 32.7692 | -96.563 | 65.7554 | 0.45162 | 1.4362 | 0.46334 | 0.46334 | 0.46334 | 309.9732 | 0 | 0 | 0 | 1.4362 | 0.48773 | 0.46334 | 0 | 0 | 4.981 | 4.4572 | 0.9485 | 0 | 0.9485 | 15.039 | 65.3349 | 0 | 1.4453 | 1.4453 | 0.17219 | 1.4453 | 0 | 0.50967 | 1.149 | 0 | 5.8935
2025-05-29 08:00 | 0.66303 | 45.5192 | -89.1945 | 52.2045 | 0.5857 | 1.8626 | 0.43018 | 0.43018 | 0.43018 | 432.9853 | 0 | 0 | 0 | 1.8626 | 0.45282 | 0.43018 | 0 | 0 | 4.2636 | 5.216 | 1.4098 | 0 | 1.4098 | 16.3 | 70.813 | 0 | 1.3419 | 1.3419 | 0.15986 | 1.3419 | 0 | 0.4732 | 1.4901 | 0 | 7.0786
2025-05-29 09:00 | 0.75214 | 58.2271 | -79.7251 | 39.3497 | 0.69923 | 2.2237 | 0.46894 | 0.46894 | 0.46894 | 474.1878 | 0 | 0 | 0 | 2.2237 | 0.49362 | 0.46894 | 0 | 0 | 3.353 | 6.0061 | 1.73 | 0 | 1.73 | 17.8474 | 77.5354 | 0 | 1.4628 | 1.4628 | 0.17427 | 1.4628 | 0 | 0.51584 | 1.7789 | 0 | 8.2298
2025-05-29 10:00 | 0.91178 | 70.3753 | -63.4007 | 28.2322 | 0.86698 | 2.7572 | 0.5266 | 0.5266 | 0.5266 | 523.5763 | 0 | 0 | 0 | 2.7572 | 0.55432 | 0.5266 | 0 | 0 | 2.3299 | 6.0061 | 2.2028 | 0 | 2.2028 | 19.8177 | 86.095 | 0 | 1.6426 | 1.6426 | 0.1957 | 1.6426 | 0 | 0.57926 | 2.2057 | 0 | 8.7633
2025-05-29 11:00 | 0.85528 | 79.2789 | -19.4828 | 21.7603 | 0.82061 | 2.6097 | 0.51326 | 0.51326 | 0.51326 | 508.4519 | 1.0111 | 0 | 0 | 2.6097 | 0.54028 | 0.51326 | 0 | 0 | 1.0583 | 6.0061 | 1.0583 | 0 | 1.0583 | 20.7643 | 90.2073 | 0 | 1.601 | 1.601 | 0.19074 | 1.601 | 0 | 0.56459 | 2.0878 | 0 | 8.6158
2025-05-29 12:00 | 0.83561 | 75.7585 | 47.181 | 24.055 | 0.79956 | 2.5427 | 0.72348 | 0.72348 | 0.72348 | 351.4579 | 1.075 | 0 | 0 | 2.5427 | 0.76156 | 0.72348 | 0 | 0 | 0.70621 | 6.0061 | 0.70621 | 0 | 0.70621 | 21.3959 | 92.9514 | 0 | 2.2568 | 2.2568 | 0.26886 | 2.2568 | 0 | 0.79583 | 2.0342 | 0 | 8.5489
2025-05-29 13:00 | 0.82598 | 64.5535 | 72.8871 | 33.3492 | 0.77819 | 2.4748 | 1.0556 | 1.0556 | 1.0556 | 234.4537 | 0.85536 | 0 | 0 | 2.4748 | 1.1111 | 1.0556 | 0 | 0 | 0.50831 | 6.0061 | 0.50831 | 0 | 0.50831 | 21.8506 | 94.9266 | 0 | 3.2926 | 3.2926 | 0.39227 | 3.2926 | 0 | 1.1611 | 1.9798 | 0 | 8.4809
2025-05-29 14:00 | 0.78567 | 52.0195 | 84.7951 | 45.5257 | 0.71298 | 2.2674 | 1.0038 | 1.0038 | 1.0038 | 225.8833 | 0.84491 | 0 | 0 | 2.2674 | 1.0566 | 1.0038 | 0 | 0 | 0.36587 | 6.0061 | 0.36587 | 0 | 0.36587 | 22.1778 | 96.3483 | 0 | 3.1311 | 3.1311 | 0.37303 | 3.1311 | 0 | 1.1042 | 1.8139 | 0 | 8.2736
2025-05-29 15:00 | 0.59147 | 39.2561 | 92.946 | 58.7953 | 0.50109 | 1.5936 | 1.0234 | 1.0234 | 1.0234 | 155.7126 | 0.25295 | 0 | 0 | 1.5936 | 1.0773 | 1.0234 | 0 | 0 | 0.26335 | 6.0061 | 0.26335 | 0 | 0.26335 | 22.4134 | 97.3715 | 0 | 3.1923 | 3.1923 | 0.38032 | 3.1923 | 0 | 1.1257 | 1.2749 | 0 | 7.5997
2025-05-29 16:00 | 0.37634 | 26.5694 | 99.9096 | 72.5245 | 0.28054 | 0.89216 | 0.83521 | 0.83521 | 0.83521 | 106.818 | 0 | 0 | 0 | 0.89216 | 0.87917 | 0.83521 | 0 | 0 | 0.18955 | 6.0061 | 0.012986 | 0 | 0.012986 | 22.425 | 97.422 | 0 | 2.6053 | 2.6053 | 0.31038 | 2.6053 | 0 | 0.91873 | 0.71372 | 0 | 6.8983
2025-05-29 17:00 | 0.19007 | 14.1431 | 106.7072 | 86.4435 | 0.093581 | 0.2976 | 0.79561 | 0.79561 | 0.79561 | 37.4059 | 0 | 0 | 0 | 0.2976 | 0.83748 | 0.79561 | 0 | 0 | 0.26314 | 6.0061 | 0 | 0.53988 | -0.53988 | 21.8214 | 94.7998 | 0 | 2.4817 | 2.4817 | 0.29566 | 2.4817 | 0 | 0.87517 | 0.23808 | 0 | 6.3038
2025-05-29 18:00 | 0.043164 | 2.1667 | 113.9614 | 100.3966 | 0.0066385 | 0.021112 | 0.90937 | 0.90937 | 0.90937 | 2.3216 | 0 | 1.1102e-16 | 0 | 0.021112 | 0.95723 | 0.90937 | 0 | 0 | 0.78526 | 6.0061 | 0 | 0.93612 | -0.93612 | 20.7748 | 90.2529 | 0 | 2.8366 | 2.8366 | 0.33794 | 2.8366 | 0 | 1.0003 | 0.016889 | 0 | 6.0273
2025-05-29 19:00 | 0 | 0 | 122.2198 | 90 | 0 | 0 | 0.74175 | 0.74175 | 0.74175 | 0 | 0 | 1.1102e-16 | 0 | 0 | 0.78079 | 0.74175 | 0 | 0 | 1.5581 | 6.0061 | 0 | 0.78079 | -0.78079 | 19.9018 | 86.4605 | 0 | 2.3137 | 2.3137 | 0.27565 | 2.3137 | 0 | 0.81593 | 0 | 0 | 6.0061
2025-05-29 20:00 | 0 | 0 | 132.0714 | 90 | 0 | 0 | 0.8886 | 0.8886 | 0.8886 | 0 | 0 | 0 | 0 | 0 | 0.93537 | 0.8886 | 0 | 0 | 2.0847 | 6.0061 | 0 | 0.93537 | -0.93537 | 18.856 | 81.9173 | 0 | 2.7718 | 2.7718 | 0.33022 | 2.7718 | 0 | 0.97746 | 0 | 0 | 6.0061
2025-05-29 21:00 | 0 | 0 | 144.128 | 90 | 0 | 0 | 1.0559 | 1.0559 | 1.0559 | 0 | 0 | 0 | 0 | 0 | 1.1115 | 1.0559 | 0 | 0 | 2.7272 | 6.0061 | 0 | 1.1115 | -1.1115 | 17.6134 | 76.5187 | 0 | 3.2936 | 3.2936 | 0.39239 | 3.2936 | 0 | 1.1615 | 0 | 0 | 6.0061
2025-05-29 22:00 | 0 | 0 | 158.7673 | 90 | 0 | 0 | 1.0255 | 1.0255 | 1.0255 | 0 | 0 | 2.2204e-16 | 0 | 0 | 1.0795 | 1.0255 | 0 | 0 | 3.4938 | 6.0061 | 0 | 1.0795 | -1.0795 | 16.4065 | 71.2757 | 0 | 3.1988 | 3.1988 | 0.38109 | 3.1988 | 0 | 1.128 | 0 | 0 | 6.0061
2025-05-29 23:00 | 0 | 0 | 175.5538 | 90 | 0 | 0 | 1.0998 | 1.0998 | 1.0998 | 0 | 0 | 2.2204e-16 | 0 | 0 | 1.1577 | 1.0998 | 0 | 0 | 4.1897 | 6.0061 | 0 | 1.1577 | -1.1577 | 15.1121 | 65.6525 | 0 | 3.4307 | 3.4307 | 0.40872 | 3.4307 | 0 | 1.2098 | 0 | 0 | 6.0061
2025-05-30 | 0 | 0 | -167.2045 | 90 | 0 | 0 | 0.39651 | 0.39651 | 0.39651 | 0 | 0 | 5.5511e-17 | 0 | 0 | 0.41738 | 0.39651 | 0 | 0 | 4.9423 | 5.2814 | 0 | 0.41738 | -0.41738 | 14.6455 | 63.6252 | 0 | 1.2368 | 1.2368 | 0.14735 | 1.2368 | 0 | 0.43616 | 0 | 0 | 5.2814
2025-05-30 01:00 | 0 | 0 | -151.3781 | 90 | 0 | 0 | 0.52792 | 0.52792 | 0.52792 | 0 | 0 | 1.1102e-16 | 0 | 0 | 0.5557 | 0.52792 | 0 | 0 | 5.0129 | 4.864 | 0 | 0.5557 | -0.5557 | 14.0242 | 60.9261 | 0 | 1.6467 | 1.6467 | 0.19619 | 1.6467 | 0 | 0.58071 | 0 | 0 | 4.864
2025-05-30 02:00 | 0 | 0 | -138.0374 | 90 | 0 | 0 | 0.44739 | 0.44739 | 0.44739 | 0 | 0 | 5.5511e-17 | 0 | 0 | 0.47094 | 0.44739 | 0 | 0 | 5.143 | 4.3083 | 0 | 0.47094 | -0.47094 | 13.4977 | 58.6386 | 0 | 1.3956 | 1.3956 | 0.16626 | 1.3956 | 0 | 0.49213 | 0 | 0 | 4.3083
2025-05-30 03:00 | 0 | 0 | -127.1429 | 90 | 0 | 0 | 0.38242 | 0.38242 | 0.38242 | 0 | 0 | 5.5511e-17 | 0 | 0 | 0.40255 | 0.38242 | 0 | 0 | 5.143 | 3.8374 | 0 | 0.40255 | -0.40255 | 13.0476 | 56.6834 | 0 | 1.1929 | 1.1929 | 0.14211 | 1.1929 | 0 | 0.42066 | 0 | 0 | 3.8374
2025-05-30 04:00 | 0.0020463 | 0 | -118.1556 | 90 | 0 | 0 | 0.34891 | 0.34891 | 0.34891 | 0 | 0 | 5.5511e-17 | 0 | 0 | 0.36727 | 0.34891 | 0 | 0 | 5.143 | 3.4348 | 0 | 0.36727 | -0.36727 | 12.637 | 54.8995 | 0 | 1.0884 | 1.0884 | 0.12966 | 1.0884 | 0 | 0.3838 | 0 | 0 | 3.4348
2025-05-30 05:00 | 0.09476 | 8.0278 | -110.4665 | 93.5825 | 0.047649 | 0.15153 | 0.53346 | 0.53346 | 0.53346 | 28.4054 | 0 | 0 | 0 | 0.15153 | 0.56154 | 0.53346 | 0 | 0 | 5.143 | 3.0676 | 0 | 0.41 | -0.41 | 12.1786 | 52.9081 | 0 | 1.664 | 1.664 | 0.19825 | 1.664 | 0 | 0.58681 | 0.12123 | 0 | 3.2191
2025-05-30 06:00 | 0.287 | 20.2411 | -103.5174 | 79.6449 | 0.18209 | 0.57908 | 0.33815 | 0.33815 | 0.33815 | 171.2493 | 0 | 0 | 0 | 0.57908 | 0.35595 | 0.33815 | 0 | 0 | 5.143 | 2.6576 | 0.22313 | 0 | 0.22313 | 12.3782 | 53.7751 | 0 | 1.0548 | 1.0548 | 0.12566 | 1.0548 | 0 | 0.37196 | 0.46326 | 0 | 3.2366
2025-05-30 07:00 | 0.55181 | 32.81 | -96.7507 | 65.812 | 0.43188 | 1.3734 | 0.51058 | 0.51058 | 0.51058 | 268.9985 | 0 | 0 | 0 | 1.3734 | 0.53745 | 0.51058 | 0 | 0 | 5.143 | 2.8361 | 0.836 | 0 | 0.836 | 13.1259 | 57.0235 | 0 | 1.5926 | 1.5926 | 0.18974 | 1.5926 | 0 | 0.56164 | 1.0988 | 0 | 4.2095
2025-05-30 08:00 | 0.70715 | 45.5576 | -89.4207 | 52.2808 | 0.6209 | 1.9746 | 0.51529 | 0.51529 | 0.51529 | 383.1997 | 0 | 0 | 0 | 1.9746 | 0.54241 | 0.51529 | 0 | 0 | 5.143 | 3.5049 | 1.4322 | 0 | 1.4322 | 14.4069 | 62.5885 | 0 | 1.6073 | 1.6073 | 0.19149 | 1.6073 | 0 | 0.56682 | 1.5797 | 0 | 5.4794
2025-05-30 09:00 | 0.94509 | 58.2708 | -80.0235 | 39.4518 | 0.87368 | 2.7785 | 0.54703 | 0.54703 | 0.54703 | 507.9153 | 0 | 0 | 0 | 2.7785 | 0.57582 | 0.54703 | 0 | 0 | 4.4078 | 4.6506 | 2.2026 | 0 | 2.2026 | 16.377 | 71.1474 | 0 | 1.7064 | 1.7064 | 0.20329 | 1.7064 | 0 | 0.60174 | 2.2228 | 0 | 7.4291
2025-05-30 10:00 | 0.77682 | 70.4437 | -63.8421 | 28.3692 | 0.73826 | 2.3478 | 0.50219 | 0.50219 | 0.50219 | 467.5056 | 0 | 0 | 0 | 2.3478 | 0.52863 | 0.50219 | 0 | 0 | 3.0452 | 6.0061 | 1.8192 | 0 | 1.8192 | 18.0041 | 78.2161 | 0 | 1.5665 | 1.5665 | 0.18663 | 1.5665 | 0 | 0.55241 | 1.8782 | 0 | 8.3539
2025-05-30 11:00 | 0.53628 | 79.4227 | -19.898 | 21.9233 | 0.51008 | 1.6222 | 0.54358 | 0.54358 | 0.54358 | 298.422 | 0 | 0 | 0 | 1.6222 | 0.57219 | 0.54358 | 0 | 0 | 2.1072 | 6.0061 | 1.05 | 0 | 1.05 | 18.9432 | 82.2959 | 0 | 1.6956 | 1.6956 | 0.202 | 1.6956 | 0 | 0.59793 | 1.2977 | 0 | 7.6283
2025-05-30 12:00 | 0.51497 | 75.8964 | 47.5361 | 24.1828 | 0.4892 | 1.5557 | 0.6125 | 0.6125 | 0.6125 | 254.0005 | 0 | 0 | 0 | 1.5557 | 0.64474 | 0.6125 | 0 | 0 | 1.7391 | 6.0061 | 0.91101 | 0 | 0.91101 | 19.7581 | 85.8359 | 0 | 1.9106 | 1.9106 | 0.22762 | 1.9106 | 0 | 0.67375 | 1.2446 | 0 | 7.5619
2025-05-30 13:00 | 0.75208 | 64.6561 | 73.1825 | 33.4223 | 0.70879 | 2.2541 | 0.98203 | 0.98203 | 0.98203 | 229.5301 | 0 | 0 | 0 | 2.2541 | 1.0337 | 0.98203 | 0 | 0 | 1.3836 | 6.0061 | 1.2203 | 0 | 1.2203 | 20.8496 | 90.5778 | 0 | 3.0633 | 3.0633 | 0.36494 | 3.0633 | 0 | 1.0802 | 1.8032 | 0 | 8.2602
2025-05-30 14:00 | 0.67765 | 52.1114 | 85.014 | 45.5614 | 0.61839 | 1.9666 | 1.0331 | 1.0331 | 1.0331 | 190.3474 | 0.12813 | 0 | 0 | 1.9666 | 1.0875 | 1.0331 | 0 | 0 | 0.75091 | 6.0061 | 0.75091 | 0 | 0.75091 | 21.5212 | 93.4956 | 0 | 3.2227 | 3.2227 | 0.38394 | 3.2227 | 0 | 1.1365 | 1.5733 | 0 | 7.9727
2025-05-30 15:00 | 0.50339 | 39.3472 | 93.1206 | 58.8058 | 0.43703 | 1.3898 | 1.2942 | 1.2561 | 1.2561 | 110.6486 | 0 | 0.038104 | 0.16752 | 1.3898 | 1.3222 | 1.2561 | 0 | 0 | 0.46907 | 6.0061 | 0.067645 | 0 | 0.067645 | 21.5817 | 93.7584 | 0 | 4.0369 | 4.0369 | 0.48094 | 4.0369 | 0 | 1.4236 | 1.1119 | 0 | 7.396
2025-05-30 16:00 | 0.38038 | 26.6646 | 100.0576 | 72.516 | 0.28201 | 0.89686 | 0.8667 | 0.8667 | 0.8667 | 103.4791 | 0 | 0 | 0 | 0.89686 | 0.91232 | 0.8667 | 0 | 0 | 0.62568 | 6.0061 | 0 | 0.015463 | -0.015463 | 21.5644 | 93.6833 | 0 | 2.7035 | 2.7035 | 0.32209 | 2.7035 | 0 | 0.95337 | 0.71748 | 0 | 6.903
2025-05-30 17:00 | 0.083451 | 14.2454 | 106.8381 | 86.4188 | 0.076783 | 0.24418 | 0.81896 | 0.81896 | 0.81896 | 29.8162 | 0 | 0 | 0 | 0.24418 | 0.86207 | 0.81896 | 0 | 0 | 0.73763 | 6.0061 | 0 | 0.61788 | -0.61788 | 20.8736 | 90.6822 | 0 | 2.5546 | 2.5546 | 0.30434 | 2.5546 | 0 | 0.90086 | 0.19535 | 0 | 6.2503
2025-05-30 18:00 | 0.026754 | 2.2786 | 114.08 | 100.3565 | 0.019654 | 0.062503 | 1.229 | 1.229 | 1.229 | 5.0858 | 0 | 0 | 0.095804 | 0.062503 | 1.2937 | 1.229 | 0 | 0 | 1.3324 | 6.0061 | 0 | 1.2312 | -1.2312 | 19.4971 | 84.7023 | 0 | 3.8335 | 3.8335 | 0.45671 | 3.8335 | 0 | 1.3519 | 0.050002 | 0 | 6.0687
2025-05-30 19:00 | 0 | 0 | 122.3273 | 90 | 0 | 0 | 0.82853 | 0.82853 | 0.82853 | 0 | 0 | 1.1102e-16 | 0 | 0 | 0.87213 | 0.82853 | 0 | 0 | 2.359 | 6.0061 | 0 | 0.87213 | -0.87213 | 18.522 | 80.4662 | 0 | 2.5844 | 2.5844 | 0.3079 | 2.5844 | 0 | 0.91138 | 0 | 0 | 6.0061
2025-05-30 20:00 | 0 | 0 | 132.1645 | 90 | 0 | 0 | 0.90306 | 0.90306 | 0.90306 | 0 | 0 | 1.1102e-16 | 0 | 0 | 0.95059 | 0.90306 | 0 | 0 | 2.9172 | 6.0061 | 0 | 0.95059 | -0.95059 | 17.4593 | 75.8491 | 0 | 2.8169 | 2.8169 | 0.3356 | 2.8169 | 0 | 0.99336 | 0 | 0 | 6.0061
2025-05-30 21:00 | 0 | 0 | 144.1979 | 90 | 0 | 0 | 0.90773 | 0.90773 | 0.90773 | 0 | 0 | 1.1102e-16 | 0 | 0 | 0.9555 | 0.90773 | 0 | 0 | 3.5372 | 6.0061 | 0 | 0.9555 | -0.9555 | 16.391 | 71.2081 | 0 | 2.8315 | 2.8315 | 0.33733 | 2.8315 | 0 | 0.9985 | 0 | 0 | 6.0061
2025-05-30 22:00 | 0 | 0 | 158.7988 | 90 | 0 | 0 | 1.0089 | 1.0089 | 1.0089 | 0 | 0 | 0 | 0 | 0 | 1.062 | 1.0089 | 0 | 0 | 4.1458 | 6.0061 | 0 | 1.062 | -1.062 | 15.2036 | 66.0497 | 0 | 3.1471 | 3.1471 | 0.37494 | 3.1471 | 0 | 1.1098 | 0 | 0 | 6.0061
2025-05-30 23:00 | 0 | 0 | 175.5324 | 90 | 0 | 0 | 1.1026 | 1.1026 | 1.1026 | 0 | 0 | 0 | 0 | 0 | 1.1606 | 1.1026 | 0 | 0 | 4.8421 | 5.3632 | 0 | 1.1606 | -1.1606 | 13.906 | 60.4123 | 0 | 3.4394 | 3.4394 | 0.40975 | 3.4394 | 0 | 1.2129 | 0 | 0 | 5.3632
2025-05-31 | 0 | 0 | -167.2795 | 90 | 0 | 0 | 0.60408 | 0.60408 | 0.60408 | 0 | 0 | 0 | 0 | 0 | 0.63587 | 0.60408 | 0 | 0 | 5.143 | 4.2025 | 0 | 0.63587 | -0.63587 | 13.195 | 57.3238 | 0 | 1.8843 | 1.8843 | 0.22449 | 1.8843 | 0 | 0.66449 | 0 | 0 | 4.2025
2025-05-31 01:00 | 0 | 0 | -151.4888 | 90 | 0 | 0 | 0.58292 | 0.58292 | 0.58292 | 0 | 0 | 0 | 0 | 0 | 0.6136 | 0.58292 | 0 | 0 | 5.143 | 3.5667 | 0 | 0.6136 | -0.6136 | 12.509 | 54.3434 | 0 | 1.8183 | 1.8183 | 0.21663 | 1.8183 | 0 | 0.64122 | 0 | 0 | 3.5667
2025-05-31 02:00 | 0 | 0 | -138.1666 | 90 | 0 | 0 | 0.33954 | 0.33954 | 0.33954 | 0 | 0 | 0 | 0 | 0 | 0.35741 | 0.33954 | 0 | 0 | 5.143 | 2.9531 | 0 | 0.35741 | -0.35741 | 12.1094 | 52.6074 | 0 | 1.0591 | 1.0591 | 0.12618 | 1.0591 | 0 | 0.3735 | 0 | 0 | 2.9531
2025-05-31 03:00 | 0 | 0 | -127.2803 | 90 | 0 | 0 | 0.52347 | 0.52347 | 0.52347 | 0 | 0 | 1.1102e-16 | 0 | 0 | 0.55102 | 0.52347 | 0 | 0 | 5.143 | 2.5957 | 0 | 0.55102 | -0.55102 | 11.4933 | 49.9311 | 0 | 1.6329 | 1.6329 | 0.19453 | 1.6329 | 0 | 0.57581 | 0 | 0 | 2.5957
2025-05-31 04:00 | 0.0021087 | 0 | -118.2982 | 90 | 0 | 0 | 0.43673 | 0.43673 | 0.43673 | 0 | 0 | 0 | 0 | 0 | 0.45972 | 0.43673 | 0 | 0 | 5.143 | 2.0446 | 0 | 0.45972 | -0.45972 | 10.9794 | 47.6981 | 0 | 1.3623 | 1.3623 | 0.1623 | 1.3623 | 0 | 0.48041 | 0 | 0 | 2.0446
2025-05-31 05:00 | 0.068356 | 8.0809 | -110.6157 | 93.609 | 0.055159 | 0.17541 | 0.43176 | 0.43176 | 0.43176 | 40.6279 | 0 | 0 | 0 | 0.17541 | 0.45448 | 0.43176 | 0 | 0 | 5.143 | 1.5849 | 0 | 0.27907 | -0.27907 | 10.6673 | 46.3427 | 0 | 1.3468 | 1.3468 | 0.16045 | 1.3468 | 0 | 0.47494 | 0.14033 | 0 | 1.7603
2025-05-31 06:00 | 0.1525 | 20.2841 | -103.6784 | 79.6863 | 0.13792 | 0.4386 | 0.63583 | 0.63583 | 0.63583 | 68.9803 | 0 | 1.1102e-16 | 0 | 0.4386 | 0.66929 | 0.63583 | 0 | 0 | 5.143 | 1.3058 | 0 | 0.2307 | -0.2307 | 10.4094 | 45.2221 | 0 | 1.9833 | 1.9833 | 0.23629 | 1.9833 | 0 | 0.69941 | 0.35088 | 0 | 1.7444
2025-05-31 07:00 | 0.43601 | 32.8462 | -96.9325 | 65.8693 | 0.35774 | 1.1377 | 0.39447 | 0.39447 | 0.39447 | 288.4049 | 0 | 0 | 0 | 1.1377 | 0.41523 | 0.39447 | 0 | 0 | 5.143 | 1.0751 | 0.72244 | 0 | 0.72244 | 11.0556 | 48.0293 | 0 | 1.2305 | 1.2305 | 0.14659 | 1.2305 | 0 | 0.43392 | 0.91013 | 0 | 2.2128
2025-05-31 08:00 | 0.6887 | 45.5915 | -89.6397 | 52.3569 | 0.60432 | 1.9218 | 0.47774 | 0.47774 | 0.47774 | 402.2811 | 0 | 0 | 0 | 1.9218 | 0.50288 | 0.47774 | 0 | 0 | 5.143 | 1.6531 | 1.419 | 0 | 1.419 | 12.3247 | 53.543 | 0 | 1.4902 | 1.4902 | 0.17754 | 1.4902 | 0 | 0.52551 | 1.5375 | 0 | 3.5749
2025-05-31 09:00 | 0.65905 | 58.3096 | -80.313 | 39.5526 | 0.61429 | 1.9535 | 0.43816 | 0.43816 | 0.43816 | 445.85 | 0 | 0 | 0 | 1.9535 | 0.46122 | 0.43816 | 0 | 0 | 5.143 | 2.7883 | 1.4923 | 0 | 1.4923 | 13.6595 | 59.3417 | 0 | 1.3668 | 1.3668 | 0.16283 | 1.3668 | 0 | 0.48198 | 1.5628 | 0 | 4.7418
2025-05-31 10:00 | 0.72377 | 70.5059 | -64.2734 | 28.5029 | 0.68731 | 2.1858 | 0.35449 | 0.35449 | 0.35449 | 616.5917 | 0 | 0 | 0 | 2.1858 | 0.37315 | 0.35449 | 0 | 0 | 4.7291 | 3.9821 | 1.8126 | 0 | 1.8126 | 15.2808 | 66.385 | 0 | 1.1058 | 1.1058 | 0.13174 | 1.1058 | 0 | 0.38994 | 1.7486 | 0 | 6.1679
2025-05-31 11:00 | 0.98926 | 79.5594 | -20.322 | 22.0804 | 0.94689 | 3.0113 | 0.54614 | 0.54614 | 0.54614 | 551.3696 | 0 | 0 | 0 | 3.0113 | 0.57489 | 0.54614 | 0 | 0 | 3.6997 | 5.4322 | 2.4364 | 0 | 2.4364 | 17.4599 | 75.8521 | 0 | 1.7036 | 1.7036 | 0.20296 | 1.7036 | 0 | 0.60076 | 2.409 | 0 | 8.4435
2025-05-31 12:00 | 1.1139 | 76.0303 | 47.8748 | 24.3045 | 1.0629 | 3.3802 | 0.94508 | 0.94508 | 0.94508 | 357.6608 | 0.09139 | 0 | 0 | 3.3802 | 0.99482 | 0.94508 | 0 | 0 | 2.294 | 6.0061 | 2.294 | 0 | 2.294 | 19.5117 | 84.7658 | 0 | 2.948 | 2.948 | 0.35121 | 2.948 | 0 | 1.0396 | 2.7042 | 0 | 9.3863
2025-05-31 13:00 | 0.87517 | 64.7565 | 73.4652 | 33.4907 | 0.82149 | 2.6125 | 0.95461 | 0.95461 | 0.95461 | 273.6671 | 0.50898 | 0 | 0 | 2.6125 | 1.0049 | 0.95461 | 0 | 0 | 1.0986 | 6.0061 | 1.0986 | 0 | 1.0986 | 20.4944 | 89.0347 | 0 | 2.9777 | 2.9777 | 0.35476 | 2.9777 | 0 | 1.0501 | 2.09 | 0 | 8.6186
2025-05-31 14:00 | 0.53454 | 52.2019 | 85.2232 | 45.5935 | 0.49574 | 1.5765 | 0.82286 | 0.82286 | 0.82286 | 191.5923 | 0 | 0 | 0 | 1.5765 | 0.86617 | 0.82286 | 0 | 0 | 0.79077 | 6.0061 | 0.71037 | 0 | 0.71037 | 21.1298 | 91.795 | 0 | 2.5667 | 2.5667 | 0.30579 | 2.5667 | 0 | 0.90515 | 1.2612 | 0 | 7.5827
2025-05-31 15:00 | 0.59038 | 39.4371 | 93.2872 | 58.8134 | 0.4986 | 1.5856 | 0.95653 | 0.95653 | 0.95653 | 165.7692 | 0 | 0 | 0 | 1.5856 | 1.0069 | 0.95653 | 0 | 0 | 0.62687 | 6.0061 | 0.57876 | 0 | 0.57876 | 21.6474 | 94.0439 | 0 | 2.9837 | 2.9837 | 0.35547 | 2.9837 | 0 | 1.0522 | 1.2685 | 0 | 7.5918
2025-05-31 16:00 | 0.41171 | 26.7584 | 100.1986 | 72.5052 | 0.29551 | 0.93977 | 0.88436 | 0.88436 | 0.88436 | 106.2656 | 0 | 0 | 0 | 0.93977 | 0.93091 | 0.88436 | 0 | 0 | 0.45057 | 6.0061 | 0.0088649 | 0 | 0.0088649 | 21.6553 | 94.0784 | 0 | 2.7586 | 2.7586 | 0.32865 | 2.7586 | 0 | 0.9728 | 0.75182 | 0 | 6.9459
2025-05-31 17:00 | 0.23404 | 14.346 | 106.9625 | 86.3924 | 0.079406 | 0.25252 | 0.97133 | 0.97133 | 0.97133 | 25.9977 | 0 | 0 | 0 | 0.25252 | 1.0225 | 0.97133 | 0 | 0 | 0.62023 | 6.0061 | 0 | 0.76993 | -0.76993 | 20.7945 | 90.3387 | 0 | 3.0299 | 3.0299 | 0.36097 | 3.0299 | 0 | 1.0685 | 0.20202 | 0 | 6.2587
2025-05-31 18:00 | 0.053956 | 2.3884 | 114.1923 | 100.3151 | 0.0035838 | 0.011397 | 1.1555 | 1.1555 | 1.1555 | 0.98636 | 0 | 2.2204e-16 | 0.014957 | 0.011397 | 1.2163 | 1.1555 | 0 | 0 | 1.3889 | 6.0061 | 0 | 1.2049 | -1.2049 | 19.4474 | 84.4864 | 0 | 3.6043 | 3.6043 | 0.4294 | 3.6043 | 0 | 1.271 | 0.0091177 | 0 | 6.0175
2025-05-31 19:00 | 0 | 0 | 122.4286 | 90 | 0 | 0 | 0.77468 | 0.77468 | 0.77468 | 0 | 0 | 1.1102e-16 | 0 | 0 | 0.81545 | 0.77468 | 0 | 0 | 2.3849 | 6.0061 | 0 | 0.81545 | -0.81545 | 18.5357 | 80.5256 | 0 | 2.4165 | 2.4165 | 0.28789 | 2.4165 | 0 | 0.85215 | 0 | 0 | 6.0061
2025-05-31 20:00 | 0 | 0 | 132.2517 | 90 | 0 | 0 | 0.9067 | 0.9067 | 0.9067 | 0 | 0 | 1.1102e-16 | 0 | 0 | 0.95442 | 0.9067 | 0 | 0 | 2.8933 | 6.0061 | 0 | 0.95442 | -0.95442 | 17.4686 | 75.8899 | 0 | 2.8283 | 2.8283 | 0.33695 | 2.8283 | 0 | 0.99736 | 0 | 0 | 6.0061
2025-05-31 21:00 | 0 | 0 | 144.2622 | 90 | 0 | 0 | 1.1608 | 1.1608 | 1.1608 | 0 | 0 | 2.2204e-16 | 0.020757 | 0 | 1.2218 | 1.1608 | 0 | 0 | 3.5259 | 6.0061 | 0 | 1.2218 | -1.2218 | 16.1026 | 69.9552 | 0 | 3.6207 | 3.6207 | 0.43136 | 3.6207 | 0 | 1.2768 | 0 | 0 | 6.0061
2025-05-31 22:00 | 0 | 0 | 158.8258 | 90 | 0 | 0 | 1.126 | 1.126 | 1.126 | 0 | 0 | 2.2204e-16 | 0 | 0 | 1.1853 | 1.126 | 0 | 0 | 4.3768 | 6.0061 | 0 | 1.1853 | -1.1853 | 14.7774 | 64.198 | 0 | 3.5125 | 3.5125 | 0.41846 | 3.5125 | 0 | 1.2386 | 0 | 0 | 6.0061
2025-05-31 23:00 | 0 | 0 | 175.5085 | 90 | 0 | 0 | 0.9933 | 0.9933 | 0.9933 | 0 | 0 | 2.2204e-16 | 0 | 0 | 1.0456 | 0.9933 | 0 | 0 | 5.143 | 4.982 | 0 | 1.0456 | -1.0456 | 13.6084 | 59.1195 | 0 | 3.0984 | 3.0984 | 0.36913 | 3.0984 | 0 | 1.0926 | 0 | 0 | 4.982
2025-06-01 | 0 | 0 | -167.3545 | 90 | 0 | 0 | 0.37957 | 0.37957 | 0.37957 | 0 | 0 | 5.5511e-17 | 0 | 0 | 0.39955 | 0.37957 | 0 | 0 | 5.143 | 3.9364 | 0 | 0.39955 | -0.39955 | 13.1617 | 57.1788 | 0 | 0.879 | 0.879 | 0.10472 | 0.879 | 0 | 0.41753 | 0 | 0 | 3.9364
2025-06-01 01:00 | 0 | 0 | -151.5977 | 90 | 0 | 0 | 0.38466 | 0.38466 | 0.38466 | 0 | 0 | 5.5511e-17 | 0 | 0 | 0.4049 | 0.38466 | 0 | 0 | 5.143 | 3.5368 | 0 | 0.4049 | -0.4049 | 12.709 | 55.2122 | 0 | 0.89078 | 0.89078 | 0.10612 | 0.89078 | 0 | 0.42312 | 0 | 0 | 3.5368
2025-06-01 02:00 | 0 | 0 | -138.2927 | 90 | 0 | 0 | 0.4024 | 0.4024 | 0.4024 | 0 | 0 | 5.5511e-17 | 0 | 0 | 0.42358 | 0.4024 | 0 | 0 | 5.143 | 3.1319 | 0 | 0.42358 | -0.42358 | 12.2354 | 53.1548 | 0 | 0.93187 | 0.93187 | 0.11102 | 0.93187 | 0 | 0.44264 | 0 | 0 | 3.1319
2025-06-01 03:00 | 0 | 0 | -127.414 | 90 | 0 | 0 | 0.44935 | 0.44935 | 0.44935 | 0 | 0 | 5.5511e-17 | 0 | 0 | 0.473 | 0.44935 | 0 | 0 | 5.143 | 2.7084 | 0 | 0.473 | -0.473 | 11.7066 | 50.8574 | 0 | 1.0406 | 1.0406 | 0.12397 | 1.0406 | 0 | 0.49429 | 0 | 0 | 2.7084
2025-06-01 04:00 | 0.002834 | 0 | -118.4365 | 90 | 0 | 0 | 0.2214 | 0.2214 | 0.2214 | 0 | 0 | 2.7756e-17 | 0 | 0 | 0.23305 | 0.2214 | 0 | 0 | 5.143 | 2.2353 | 0 | 0.23305 | -0.23305 | 11.446 | 49.7254 | 0 | 0.51272 | 0.51272 | 0.061083 | 0.51272 | 0 | 0.24354 | 0 | 0 | 2.2353
2025-06-01 05:00 | 0.11513 | 8.1292 | -110.7603 | 93.6372 | 0.03033 | 0.096455 | 0.41851 | 0.41851 | 0.41851 | 23.0471 | 0 | 0 | 0 | 0.096455 | 0.44054 | 0.41851 | 0 | 0 | 5.143 | 2.0023 | 0 | 0.34408 | -0.34408 | 11.0613 | 48.0542 | 0 | 0.96918 | 0.96918 | 0.11546 | 0.96918 | 0 | 0.46036 | 0.077164 | 0 | 2.0988
2025-06-01 06:00 | 0.32024 | 20.3225 | -103.8341 | 79.7289 | 0.18578 | 0.59081 | 0.38185 | 0.38185 | 0.38185 | 154.7229 | 0 | 0 | 0 | 0.59081 | 0.40195 | 0.38185 | 0 | 0 | 5.143 | 1.6582 | 0.18886 | 0 | 0.18886 | 11.2302 | 48.788 | 0 | 0.88428 | 0.88428 | 0.10535 | 0.88428 | 0 | 0.42003 | 0.47265 | 0 | 2.249
2025-06-01 07:00 | 0.5273 | 32.8781 | -97.1083 | 65.9272 | 0.41241 | 1.3115 | 0.47612 | 0.47612 | 0.47612 | 275.4643 | 0 | 0 | 0 | 1.3115 | 0.50118 | 0.47612 | 0 | 0 | 5.143 | 1.8093 | 0.81037 | 0 | 0.81037 | 11.955 | 51.9369 | 0 | 1.1026 | 1.1026 | 0.13136 | 1.1026 | 0 | 0.52373 | 1.0492 | 0 | 3.1208
2025-06-01 08:00 | 0.75425 | 45.6208 | -89.8515 | 52.4329 | 0.65836 | 2.0937 | 0.44079 | 0.44079 | 0.44079 | 474.9896 | 0 | 0 | 0 | 2.0937 | 0.46399 | 0.44079 | 0 | 0 | 5.143 | 2.4576 | 1.6297 | 0 | 1.6297 | 13.4127 | 58.2694 | 0 | 1.0208 | 1.0208 | 0.12161 | 1.0208 | 0 | 0.48487 | 1.675 | 0 | 4.5513
2025-06-01 09:00 | 0.82307 | 58.3436 | -80.5934 | 39.6521 | 0.7594 | 2.415 | 0.41498 | 0.41498 | 0.41498 | 581.9561 | 0 | 0 | 0 | 2.415 | 0.43683 | 0.41498 | 0 | 0 | 4.9192 | 3.7614 | 1.9782 | 0 | 1.9782 | 15.182 | 65.9561 | 0 | 0.96101 | 0.96101 | 0.11449 | 0.96101 | 0 | 0.45648 | 1.932 | 0 | 6.1764
2025-06-01 10:00 | 0.80814 | 70.5622 | -64.694 | 28.6331 | 0.76588 | 2.4356 | 0.38722 | 0.38722 | 0.38722 | 628.9957 | 0 | 0 | 0 | 2.4356 | 0.4076 | 0.38722 | 0 | 0 | 3.7414 | 5.3439 | 2.028 | 0 | 2.028 | 16.996 | 73.8364 | 0 | 0.89673 | 0.89673 | 0.10683 | 0.89673 | 0 | 0.42595 | 1.9485 | 0 | 7.7795
2025-06-01 11:00 | 0.92982 | 79.6889 | -20.7538 | 22.2313 | 0.88882 | 2.8266 | 0.49236 | 0.49236 | 0.49236 | 574.0891 | 0 | 0 | 0 | 2.8266 | 0.51827 | 0.49236 | 0 | 0 | 2.6362 | 6.0061 | 2.3083 | 0 | 2.3083 | 19.0606 | 82.8058 | 0 | 1.1402 | 1.1402 | 0.13584 | 1.1402 | 0 | 0.5416 | 2.2613 | 0 | 8.8327
2025-06-01 12:00 | 1.0541 | 76.16 | 48.1967 | 24.4202 | 1.0044 | 3.1942 | 1.0112 | 1.0112 | 1.0112 | 315.8746 | 0.7464 | 0 | 0 | 3.1942 | 1.0645 | 1.0112 | 0 | 0 | 1.3834 | 6.0061 | 1.3834 | 0 | 1.3834 | 20.2979 | 88.1811 | 0 | 2.3418 | 2.3418 | 0.27899 | 2.3418 | 0 | 1.1124 | 2.5554 | 0 | 9.2004
2025-06-01 13:00 | 1.0088 | 64.8547 | 73.7348 | 33.5545 | 0.94477 | 3.0045 | 0.78249 | 0.78249 | 0.78249 | 383.9729 | 1.3285 | 0 | 0 | 3.0045 | 0.82367 | 0.78249 | 0 | 0 | 0.85233 | 6.0061 | 0.85233 | 0 | 0.85233 | 21.0602 | 91.493 | 0 | 1.8121 | 1.8121 | 0.21588 | 1.8121 | 0 | 0.86074 | 2.4036 | 0 | 9.0107
2025-06-01 14:00 | 0.84526 | 52.2909 | 85.4226 | 45.622 | 0.76249 | 2.4249 | 0.70784 | 0.70784 | 0.70784 | 342.5709 | 1.0663 | 0 | 0 | 2.4249 | 0.7451 | 0.70784 | 0 | 0 | 0.61349 | 6.0061 | 0.61349 | 0 | 0.61349 | 21.609 | 93.8769 | 0 | 1.6392 | 1.6392 | 0.19529 | 1.6392 | 0 | 0.77862 | 1.9399 | 0 | 8.431
2025-06-01 15:00 | 0.63067 | 39.5256 | 93.4458 | 58.8182 | 0.52836 | 1.6803 | 0.81159 | 0.81159 | 0.81159 | 207.0345 | 0.38439 | 0 | 0 | 1.6803 | 0.8543 | 0.81159 | 0 | 0 | 0.44158 | 6.0061 | 0.44158 | 0 | 0.44158 | 22.0039 | 95.5927 | 0 | 1.8795 | 1.8795 | 0.22391 | 1.8795 | 0 | 0.89275 | 1.3442 | 0 | 7.6864
2025-06-01 16:00 | 0.4984 | 26.8507 | 100.3325 | 72.4922 | 0.34632 | 1.1014 | 1.1015 | 1.1015 | 1.1015 | 99.9893 | 2.2204e-16 | 0 | 0 | 1.1014 | 1.1595 | 1.1015 | 0 | 0 | 0.31784 | 6.0061 | 0 | 0.058091 | -0.058091 | 21.939 | 95.3105 | 0 | 2.5508 | 2.5508 | 0.30389 | 2.5508 | 0 | 1.2116 | 0.88109 | 0 | 7.1075
2025-06-01 17:00 | 0.26614 | 14.445 | 107.0804 | 86.3642 | 0.081561 | 0.25938 | 1.0662 | 1.0662 | 1.0662 | 24.3275 | 0 | 2.2204e-16 | 0 | 0.25938 | 1.1223 | 1.0662 | 0 | 0 | 0.50895 | 6.0061 | 0 | 0.86293 | -0.86293 | 20.9742 | 91.1192 | 0 | 2.4691 | 2.4691 | 0.29416 | 2.4691 | 0 | 1.1728 | 0.2075 | 0 | 6.2655
2025-06-01 18:00 | 0.053844 | 2.496 | 114.2984 | 100.2724 | 0.0037633 | 0.011968 | 0.72358 | 0.72358 | 0.72358 | 1.654 | 0 | 1.1102e-16 | 0 | 0.011968 | 0.76166 | 0.72358 | 0 | 0 | 1.3348 | 6.0061 | 0 | 0.74969 | -0.74969 | 20.136 | 87.4778 | 0 | 1.6756 | 1.6756 | 0.19963 | 1.6756 | 0 | 0.79593 | 0.0095743 | 0 | 6.0181
2025-06-01 19:00 | 0 | 0 | 122.5237 | 90 | 0 | 0 | 0.78449 | 0.78449 | 0.78449 | 0 | 0 | 1.1102e-16 | 0 | 0 | 0.82578 | 0.78449 | 0 | 0 | 1.8967 | 6.0061 | 0 | 0.82578 | -0.82578 | 19.2127 | 83.4669 | 0 | 1.8167 | 1.8167 | 0.21644 | 1.8167 | 0 | 0.86294 | 0 | 0 | 6.0061
2025-06-01 20:00 | 0 | 0 | 132.3328 | 90 | 0 | 0 | 0.81001 | 0.81001 | 0.81001 | 0 | 0 | 0 | 0 | 0 | 0.85264 | 0.81001 | 0 | 0 | 2.4733 | 6.0061 | 0 | 0.85264 | -0.85264 | 18.2595 | 79.3255 | 0 | 1.8758 | 1.8758 | 0.22348 | 1.8758 | 0 | 0.89101 | 0 | 0 | 6.0061
2025-06-01 21:00 | 0 | 0 | 144.3209 | 90 | 0 | 0 | 0.70415 | 0.70415 | 0.70415 | 0 | 0 | 1.1102e-16 | 0 | 0 | 0.74121 | 0.70415 | 0 | 0 | 3.0388 | 6.0061 | 0 | 0.74121 | -0.74121 | 17.4308 | 75.7254 | 0 | 1.6307 | 1.6307 | 0.19427 | 1.6307 | 0 | 0.77456 | 0 | 0 | 6.0061
2025-06-01 22:00 | 0 | 0 | 158.8483 | 90 | 0 | 0 | 0.84324 | 0.84324 | 0.84324 | 0 | 0 | 1.1102e-16 | 0 | 0 | 0.88762 | 0.84324 | 0 | 0 | 3.4849 | 6.0061 | 0 | 0.88762 | -0.88762 | 16.4384 | 71.4141 | 0 | 1.9528 | 1.9528 | 0.23264 | 1.9528 | 0 | 0.92756 | 0 | 0 | 6.0061
2025-06-01 23:00 | 0 | 0 | 175.4821 | 90 | 0 | 0 | 0.64379 | 0.64379 | 0.64379 | 0 | 0 | 1.1102e-16 | 0 | 0 | 0.67767 | 0.64379 | 0 | 0 | 4.0709 | 6.0061 | 0 | 0.67767 | -0.67767 | 15.6807 | 68.1226 | 0 | 1.4909 | 1.4909 | 0.17762 | 1.4909 | 0 | 0.70817 | 0 | 0 | 6.0061
2025-06-02 | 0 | 0 | -167.4295 | 90 | 0 | 0 | 0.25127 | 0.25127 | 0.25127 | 0 | 0 | 5.5511e-17 | 0 | 0 | 0.26449 | 0.25127 | 0 | 0 | 4.4498 | 5.79 | 0 | 0.26449 | -0.26449 | 15.385 | 66.8379 | 0 | 0.58188 | 0.58188 | 0.069323 | 0.58188 | 0 | 0.27639 | 0 | 0 | 5.79
2025-06-02 01:00 | 0 | 0 | -151.7046 | 90 | 0 | 0 | 0.33798 | 0.33798 | 0.33798 | 0 | 0 | 5.5511e-17 | 0 | 0 | 0.35576 | 0.33798 | 0 | 0 | 4.4823 | 5.5255 | 0 | 0.35576 | -0.35576 | 14.9873 | 65.1099 | 0 | 0.78268 | 0.78268 | 0.093246 | 0.78268 | 0 | 0.37177 | 0 | 0 | 5.5255
2025-06-02 02:00 | 0 | 0 | -138.4157 | 90 | 0 | 0 | 0.40344 | 0.40344 | 0.40344 | 0 | 0 | 5.5511e-17 | 0 | 0 | 0.42467 | 0.40344 | 0 | 0 | 4.671 | 5.1697 | 0 | 0.42467 | -0.42467 | 14.5125 | 63.0472 | 0 | 0.93427 | 0.93427 | 0.11131 | 0.93427 | 0 | 0.44378 | 0 | 0 | 5.1697
2025-06-02 03:00 | 0 | 0 | -127.5438 | 90 | 0 | 0 | 0.28514 | 0.28514 | 0.28514 | 0 | 0 | 5.5511e-17 | 0 | 0 | 0.30015 | 0.28514 | 0 | 0 | 4.9399 | 4.745 | 0 | 0.30015 | -0.30015 | 14.1769 | 61.5894 | 0 | 0.66032 | 0.66032 | 0.078668 | 0.66032 | 0 | 0.31365 | 0 | 0 | 4.745
2025-06-02 04:00 | 0.0018725 | 0 | -118.5705 | 90 | 0 | 0 | 0.2736 | 0.2736 | 0.2736 | 0 | 0 | 5.5511e-17 | 0 | 0 | 0.288 | 0.2736 | 0 | 0 | 5.0946 | 4.4449 | 0 | 0.288 | -0.288 | 13.8549 | 60.1905 | 0 | 0.6336 | 0.6336 | 0.075485 | 0.6336 | 0 | 0.30096 | 0 | 0 | 4.4449
2025-06-02 05:00 | 0.096908 | 8.1728 | -110.9001 | 93.6671 | 0.04805 | 0.15281 | 0.2624 | 0.2624 | 0.2624 | 58.2347 | 0 | 0 | 0 | 0.15281 | 0.27621 | 0.2624 | 0 | 0 | 5.143 | 4.1569 | 0 | 0.1234 | -0.1234 | 13.7169 | 59.5911 | 0 | 0.60766 | 0.60766 | 0.072394 | 0.60766 | 0 | 0.28864 | 0.12225 | 0 | 4.3097
2025-06-02 06:00 | 0.28522 | 20.3566 | -103.9845 | 79.7727 | 0.18068 | 0.5746 | 0.31942 | 0.31942 | 0.31942 | 179.8895 | 0 | 0 | 0 | 0.5746 | 0.33623 | 0.31942 | 0 | 0 | 5.143 | 4.0335 | 0.23837 | 0 | 0.23837 | 13.9301 | 60.5174 | 0 | 0.73971 | 0.73971 | 0.088126 | 0.73971 | 0 | 0.35136 | 0.45968 | 0 | 4.6081
2025-06-02 07:00 | 0.47427 | 32.9057 | -97.2779 | 65.9856 | 0.37824 | 1.2029 | 0.3579 | 0.3579 | 0.3579 | 336.0907 | 0 | 0 | 0 | 1.2029 | 0.37674 | 0.3579 | 0 | 0 | 5.0526 | 4.2242 | 0.82614 | 0 | 0.82614 | 14.6691 | 63.7275 | 0 | 0.82883 | 0.82883 | 0.098744 | 0.82883 | 0 | 0.3937 | 0.96231 | 0 | 5.4271
2025-06-02 08:00 | 0.39667 | 45.6459 | -90.0559 | 52.5085 | 0.36816 | 1.1708 | 0.29665 | 0.29665 | 0.29665 | 394.6733 | 0 | 0 | 0 | 1.1708 | 0.31226 | 0.29665 | 0 | 0 | 4.4643 | 4.8851 | 0.85853 | 0 | 0.85853 | 15.4369 | 67.0635 | 0 | 0.68698 | 0.68698 | 0.081844 | 0.68698 | 0 | 0.32631 | 0.93664 | 0 | 6.0559
2025-06-02 09:00 | 0.56279 | 58.3728 | -80.8642 | 39.75 | 0.5271 | 1.6763 | 0.37814 | 0.37814 | 0.37814 | 443.3013 | 0 | 0 | 0 | 1.6763 | 0.39804 | 0.37814 | 0 | 0 | 3.9523 | 5.5719 | 1.2782 | 0 | 1.2782 | 16.5802 | 72.0304 | 0 | 0.87568 | 0.87568 | 0.10433 | 0.87568 | 0 | 0.41595 | 1.341 | 0 | 7.2482
2025-06-02 10:00 | 0.36929 | 70.6127 | -65.1032 | 28.7598 | 0.34894 | 1.1097 | 0.41698 | 0.41698 | 0.41698 | 266.1288 | 0 | 0 | 0 | 1.1097 | 0.43892 | 0.41698 | 0 | 0 | 3.1866 | 6.0061 | 0.67077 | 0 | 0.67077 | 17.1802 | 74.6368 | 0 | 0.96563 | 0.96563 | 0.11504 | 0.96563 | 0 | 0.45868 | 0.88776 | 0 | 7.1158
2025-06-02 11:00 | 0.36189 | 79.8112 | -21.1927 | 22.3762 | 0.34196 | 1.0875 | 0.33655 | 0.33655 | 0.33655 | 323.1301 | 0 | 0 | 0 | 1.0875 | 0.35426 | 0.33655 | 0 | 0 | 2.9294 | 6.0061 | 0.73323 | 0 | 0.73323 | 17.836 | 77.4859 | 0 | 0.77938 | 0.77938 | 0.092852 | 0.77938 | 0 | 0.3702 | 0.86999 | 0 | 7.0936
2025-06-02 12:00 | 0.5699 | 76.2857 | 48.5009 | 24.5297 | 0.54162 | 1.7225 | 0.97328 | 0.97328 | 0.97328 | 176.9733 | 0 | 0 | 0 | 1.7225 | 1.0245 | 0.97328 | 0 | 0 | 2.5841 | 6.0061 | 0.69794 | 0 | 0.69794 | 18.4603 | 80.1979 | 0 | 2.2539 | 2.2539 | 0.26852 | 2.2539 | 0 | 1.0706 | 1.378 | 0 | 7.7286
2025-06-02 13:00 | 0.72846 | 64.9507 | 73.9911 | 33.6136 | 0.68473 | 2.1776 | 0.68444 | 0.68444 | 0.68444 | 318.1513 | 0 | 0 | 0 | 2.1776 | 0.72046 | 0.68444 | 0 | 0 | 2.253 | 6.0061 | 1.4571 | 0 | 1.4571 | 19.7635 | 85.8598 | 0 | 1.585 | 1.585 | 0.18883 | 1.585 | 0 | 0.75288 | 1.742 | 0 | 8.1837
2025-06-02 14:00 | 0.44152 | 52.3783 | 85.612 | 45.6469 | 0.41321 | 1.3141 | 0.56021 | 0.56021 | 0.56021 | 234.5689 | 0 | 0 | 0 | 1.3141 | 0.58969 | 0.56021 | 0 | 0 | 1.3678 | 6.0061 | 0.72438 | 0 | 0.72438 | 20.4114 | 88.6745 | 0 | 1.2973 | 1.2973 | 0.15456 | 1.2973 | 0 | 0.61623 | 1.0513 | 0 | 7.3202
2025-06-02 15:00 | 0.38742 | 39.6128 | 93.5962 | 58.8201 | 0.35167 | 1.1184 | 0.62894 | 0.62894 | 0.62894 | 177.8165 | 0 | 0 | 0 | 1.1184 | 0.66204 | 0.62894 | 0 | 0 | 1.0982 | 6.0061 | 0.45632 | 0 | 0.45632 | 20.8196 | 90.4476 | 0 | 1.4565 | 1.4565 | 0.17352 | 1.4565 | 0 | 0.69184 | 0.89469 | 0 | 7.1245
2025-06-02 16:00 | 0.33278 | 26.9416 | 100.4593 | 72.4769 | 0.26303 | 0.83648 | 0.63675 | 0.63675 | 0.63675 | 131.3666 | 0 | 0 | 0 | 0.83648 | 0.67027 | 0.63675 | 0 | 0 | 0.9696 | 6.0061 | 0.16621 | 0 | 0.16621 | 20.9683 | 91.0935 | 0 | 1.4746 | 1.4746 | 0.17568 | 1.4746 | 0 | 0.70043 | 0.66918 | 0 | 6.8426
2025-06-02 17:00 | 0.1476 | 14.542 | 107.1917 | 86.3342 | 0.10923 | 0.34737 | 0.71231 | 0.71231 | 0.71231 | 48.7659 | 0 | 0 | 0 | 0.34737 | 0.7498 | 0.71231 | 0 | 0 | 0.99367 | 6.0061 | 0 | 0.40244 | -0.40244 | 20.5183 | 89.1388 | 0 | 1.6496 | 1.6496 | 0.19652 | 1.6496 | 0 | 0.78354 | 0.27789 | 0 | 6.3535
2025-06-02 18:00 | 0.030805 | 2.6014 | 114.3982 | 100.2287 | 0.020909 | 0.066494 | 0.62537 | 0.62537 | 0.62537 | 10.6327 | 0 | 1.1102e-16 | 0 | 0.066494 | 0.65828 | 0.62537 | 0 | 0 | 1.4379 | 6.0061 | 0 | 0.59179 | -0.59179 | 19.8567 | 86.2644 | 0 | 1.4482 | 1.4482 | 0.17254 | 1.4482 | 0 | 0.68791 | 0.053195 | 0 | 6.0726
2025-06-02 19:00 | 0 | 0 | 122.6127 | 90 | 0 | 0 | 0.64896 | 0.64896 | 0.64896 | 0 | 0 | 0 | 0 | 0 | 0.68311 | 0.64896 | 0 | 0 | 1.943 | 6.0061 | 0 | 0.68311 | -0.68311 | 19.0929 | 82.9464 | 0 | 1.5028 | 1.5028 | 0.17904 | 1.5028 | 0 | 0.71385 | 0 | 0 | 6.0061
2025-06-02 20:00 | 0 | 0 | 132.4079 | 90 | 0 | 0 | 0.74154 | 0.74154 | 0.74154 | 0 | 0 | 1.1102e-16 | 0 | 0 | 0.78056 | 0.74154 | 0 | 0 | 2.4531 | 6.0061 | 0 | 0.78056 | -0.78056 | 18.2202 | 79.1551 | 0 | 1.7172 | 1.7172 | 0.20459 | 1.7172 | 0 | 0.81569 | 0 | 0 | 6.0061
2025-06-02 21:00 | 0 | 0 | 144.374 | 90 | 0 | 0 | 0.53709 | 0.53709 | 0.53709 | 0 | 0 | 0 | 0 | 0 | 0.56536 | 0.53709 | 0 | 0 | 3.0028 | 6.0061 | 0 | 0.56536 | -0.56536 | 17.5881 | 76.4091 | 0 | 1.2438 | 1.2438 | 0.14818 | 1.2438 | 0 | 0.5908 | 0 | 0 | 6.0061
2025-06-02 22:00 | 0 | 0 | 158.8663 | 90 | 0 | 0 | 0.71859 | 0.71859 | 0.71859 | 0 | 0 | 0 | 0 | 0 | 0.75641 | 0.71859 | 0 | 0 | 3.3237 | 6.0061 | 0 | 0.75641 | -0.75641 | 16.7425 | 72.7351 | 0 | 1.6641 | 1.6641 | 0.19826 | 1.6641 | 0 | 0.79045 | 0 | 0 | 6.0061
2025-06-02 23:00 | 0 | 0 | 175.4533 | 90 | 0 | 0 | 0.53086 | 0.53086 | 0.53086 | 0 | 0 | 1.1102e-16 | 0 | 0 | 0.5588 | 0.53086 | 0 | 0 | 3.8334 | 6.0061 | 0 | 0.5588 | -0.5588 | 16.1177 | 70.0209 | 0 | 1.2294 | 1.2294 | 0.14646 | 1.2294 | 0 | 0.58395 | 0 | 0 | 6.0061
2025-06-03 | 0 | 0 | -167.5045 | 90 | 0 | 0 | 0.3199 | 0.3199 | 0.3199 | 0 | 0 | 0 | 0 | 0 | 0.33673 | 0.3199 | 0 | 0 | 4.144 | 6.0061 | 0 | 0.33673 | -0.33673 | 15.7412 | 68.3854 | 0 | 0.74081 | 0.74081 | 0.088257 | 0.74081 | 0 | 0.35189 | 0 | 0 | 6.0061
2025-06-03 01:00 | 0 | 0 | -151.8095 | 90 | 0 | 0 | 0.42221 | 0.42221 | 0.42221 | 0 | 0 | 5.5511e-17 | 0 | 0 | 0.44443 | 0.42221 | 0 | 0 | 4.2764 | 5.8441 | 0 | 0.44443 | -0.44443 | 15.2443 | 66.2267 | 0 | 0.97775 | 0.97775 | 0.11649 | 0.97775 | 0 | 0.46443 | 0 | 0 | 5.8441
2025-06-03 02:00 | 0 | 0 | -138.5354 | 90 | 0 | 0 | 0.42108 | 0.42108 | 0.42108 | 0 | 0 | 5.5511e-17 | 0 | 0 | 0.44325 | 0.42108 | 0 | 0 | 4.5489 | 5.3996 | 0 | 0.44325 | -0.44325 | 14.7488 | 64.0738 | 0 | 0.97514 | 0.97514 | 0.11617 | 0.97514 | 0 | 0.46319 | 0 | 0 | 5.3996
2025-06-03 03:00 | 0 | 0 | -127.6697 | 90 | 0 | 0 | 0.32504 | 0.32504 | 0.32504 | 0 | 0 | 5.5511e-17 | 0 | 0 | 0.34214 | 0.32504 | 0 | 0 | 4.8227 | 4.9564 | 0 | 0.34214 | -0.34214 | 14.3662 | 62.412 | 0 | 0.75271 | 0.75271 | 0.089675 | 0.75271 | 0 | 0.35754 | 0 | 0 | 4.9564
2025-06-03 04:00 | 0.0033685 | 0 | -118.7 | 90 | 0 | 0 | 0.28855 | 0.28855 | 0.28855 | 0 | 0 | 0 | 0 | 0 | 0.30374 | 0.28855 | 0 | 0 | 5.007 | 4.6142 | 0 | 0.30374 | -0.30374 | 14.0267 | 60.9367 | 0 | 0.66822 | 0.66822 | 0.079609 | 0.66822 | 0 | 0.31741 | 0 | 0 | 4.6142
2025-06-03 05:00 | 0.032976 | 8.2117 | -111.035 | 93.6987 | 0.03054 | 0.097121 | 0.37803 | 0.37803 | 0.37803 | 25.6915 | 0 | 0 | 0 | 0.097121 | 0.39792 | 0.37803 | 0 | 0 | 5.143 | 4.3105 | 0 | 0.3008 | -0.3008 | 13.6903 | 59.4756 | 0 | 0.87543 | 0.87543 | 0.1043 | 0.87543 | 0 | 0.41583 | 0.077697 | 0 | 4.4076
2025-06-03 06:00 | 0.12001 | 20.3862 | -104.1295 | 79.8176 | 0.1114 | 0.35426 | 0.38058 | 0.38058 | 0.38058 | 93.0839 | 0 | 0 | 0 | 0.35426 | 0.40061 | 0.38058 | 0 | 0 | 5.143 | 4.0097 | 0 | 0.046352 | -0.046352 | 13.6385 | 59.2505 | 0 | 0.88134 | 0.88134 | 0.105 | 0.88134 | 0 | 0.41864 | 0.28341 | 0 | 4.364
2025-06-03 07:00 | 0.29419 | 32.929 | -97.4413 | 66.0445 | 0.26641 | 0.84722 | 0.45572 | 0.45572 | 0.45572 | 185.9073 | 0 | 0 | 0 | 0.84722 | 0.4797 | 0.45572 | 0 | 0 | 5.143 | 3.9633 | 0.36751 | 0 | 0.36751 | 13.9672 | 60.6785 | 0 | 1.0553 | 1.0553 | 0.12573 | 1.0553 | 0 | 0.50129 | 0.67777 | 0 | 4.8106
2025-06-03 08:00 | 0.57272 | 45.6666 | -90.2527 | 52.5838 | 0.50969 | 1.6209 | 0.36899 | 0.36899 | 0.36899 | 439.2734 | 0 | 0 | 0 | 1.6209 | 0.38842 | 0.36899 | 0 | 0 | 4.9945 | 4.2574 | 1.2325 | 0 | 1.2325 | 15.0696 | 65.4676 | 0 | 0.85451 | 0.85451 | 0.1018 | 0.85451 | 0 | 0.40589 | 1.2967 | 0 | 5.8783
2025-06-03 09:00 | 0.31553 | 58.3973 | -81.1254 | 39.8463 | 0.29759 | 0.94638 | 0.44577 | 0.44577 | 0.44577 | 212.3037 | 0 | 0 | 0 | 0.94638 | 0.46923 | 0.44577 | 0 | 0 | 4.1357 | 5.2433 | 0.47715 | 0 | 0.47715 | 15.4964 | 67.3217 | 0 | 1.0323 | 1.0323 | 0.12298 | 1.0323 | 0 | 0.49034 | 0.7571 | 0 | 6.1897
2025-06-03 10:00 | 0.54784 | 70.6574 | -65.5005 | 28.8829 | 0.51921 | 1.6512 | 0.42803 | 0.42803 | 0.42803 | 385.7652 | 0 | 0 | 0 | 1.6512 | 0.45056 | 0.42803 | 0 | 0 | 3.9567 | 5.6251 | 1.2006 | 0 | 1.2006 | 16.5702 | 71.9869 | 0 | 0.99122 | 0.99122 | 0.11809 | 0.99122 | 0 | 0.47083 | 1.3209 | 0 | 7.2762
2025-06-03 11:00 | 0.53404 | 79.9262 | -21.6375 | 22.515 | 0.50723 | 1.6131 | 0.30442 | 0.30442 | 0.30442 | 529.8842 | 0 | 0 | 0 | 1.6131 | 0.32044 | 0.30442 | 0 | 0 | 3.2256 | 6.0061 | 1.2926 | 0 | 1.2926 | 17.7264 | 77.0098 | 0 | 0.70498 | 0.70498 | 0.083988 | 0.70498 | 0 | 0.33486 | 1.2905 | 0 | 7.6192
2025-06-03 12:00 | 0.6784 | 76.4073 | 48.7868 | 24.6331 | 0.64544 | 2.0526 | 0.76981 | 0.76981 | 0.76981 | 266.6366 | 0 | 0 | 0 | 2.0526 | 0.81033 | 0.76981 | 0 | 0 | 2.5034 | 6.0061 | 1.2423 | 0 | 1.2423 | 18.8375 | 81.8369 | 0 | 1.7827 | 1.7827 | 0.21239 | 1.7827 | 0 | 0.84679 | 1.6421 | 0 | 8.0588
2025-06-03 13:00 | 0.3319 | 65.0446 | 74.2339 | 33.668 | 0.31327 | 0.99626 | 0.91093 | 0.91093 | 0.91093 | 109.3667 | 0 | 0 | 0 | 0.99626 | 0.95888 | 0.91093 | 0 | 0 | 1.8614 | 6.0061 | 0.037381 | 0 | 0.037381 | 18.871 | 81.9821 | 0 | 2.1095 | 2.1095 | 0.25132 | 2.1095 | 0 | 1.002 | 0.79701 | 0 | 7.0024
2025-06-03 14:00 | 0.21801 | 52.4643 | 85.7914 | 45.6681 | 0.20542 | 0.65328 | 0.78811 | 0.78811 | 0.78811 | 82.891 | 0 | 0 | 0 | 0.65328 | 0.82959 | 0.78811 | 0 | 0 | 2.0971 | 6.0061 | 0 | 0.17632 | -0.17632 | 18.6738 | 81.1257 | 0 | 1.8251 | 1.8251 | 0.21744 | 1.8251 | 0 | 0.86693 | 0.52262 | 0 | 6.6594
2025-06-03 15:00 | 0.14909 | 39.6986 | 93.7385 | 58.8192 | 0.14029 | 0.44614 | 0.93761 | 0.93761 | 0.93761 | 47.5825 | 0 | 0 | 0 | 0.44614 | 0.98696 | 0.93761 | 0 | 0 | 2.3747 | 6.0061 | 0 | 0.54082 | -0.54082 | 18.0692 | 78.4989 | 0 | 2.1713 | 2.1713 | 0.25868 | 2.1713 | 0 | 1.0314 | 0.35691 | 0 | 6.4523
2025-06-03 16:00 | 0.16164 | 27.0309 | 100.579 | 72.4593 | 0.15082 | 0.47962 | 0.68843 | 0.68843 | 0.68843 | 69.6689 | 0 | 0 | 0 | 0.47962 | 0.72466 | 0.68843 | 0 | 0 | 2.8848 | 6.0061 | 0 | 0.24504 | -0.24504 | 17.7952 | 77.3087 | 0 | 1.5942 | 1.5942 | 0.18993 | 1.5942 | 0 | 0.75727 | 0.38369 | 0 | 6.4858
2025-06-03 17:00 | 0.11886 | 14.6373 | 107.2965 | 86.3027 | 0.10186 | 0.32392 | 0.93944 | 0.93944 | 0.93944 | 34.48 | 0 | 0 | 0 | 0.32392 | 0.98888 | 0.93944 | 0 | 0 | 3.0321 | 6.0061 | 0 | 0.66496 | -0.66496 | 17.0518 | 74.0789 | 0 | 2.1755 | 2.1755 | 0.25918 | 2.1755 | 0 | 1.0334 | 0.25913 | 0 | 6.3301
2025-06-03 18:00 | 0.025989 | 2.7044 | 114.4918 | 100.1838 | 0.021247 | 0.067568 | 0.83696 | 0.83696 | 0.83696 | 8.073 | 0 | 1.1102e-16 | 0 | 0.067568 | 0.88101 | 0.83696 | 0 | 0 | 3.559 | 6.0061 | 0 | 0.81345 | -0.81345 | 16.1423 | 70.1279 | 0 | 1.9382 | 1.9382 | 0.23091 | 1.9382 | 0 | 0.92066 | 0.054054 | 0 | 6.0737
2025-06-03 19:00 | 0 | 0 | 122.6956 | 90 | 0 | 0 | 0.79376 | 0.79376 | 0.79376 | 0 | 0 | 1.1102e-16 | 0 | 0 | 0.83554 | 0.79376 | 0 | 0 | 4.1555 | 6.0061 | 0 | 0.83554 | -0.83554 | 15.2082 | 66.0696 | 0 | 1.8382 | 1.8382 | 0.21899 | 1.8382 | 0 | 0.87314 | 0 | 0 | 6.0061
2025-06-03 20:00 | 0 | 0 | 132.4771 | 90 | 0 | 0 | 0.87705 | 0.87705 | 0.87705 | 0 | 0 | 1.1102e-16 | 0 | 0 | 0.92321 | 0.87705 | 0 | 0 | 4.7212 | 5.3673 | 0 | 0.92321 | -0.92321 | 14.176 | 61.5854 | 0 | 2.0311 | 2.0311 | 0.24197 | 2.0311 | 0 | 0.96475 | 0 | 0 | 5.3673
2025-06-03 21:00 | 0 | 0 | 144.4217 | 90 | 0 | 0 | 0.29582 | 0.29582 | 0.29582 | 0 | 0 | 5.5511e-17 | 0 | 0 | 0.31139 | 0.29582 | 0 | 0 | 5.143 | 4.4441 | 0 | 0.31139 | -0.31139 | 13.8278 | 60.073 | 0 | 0.68506 | 0.68506 | 0.081615 | 0.68506 | 0 | 0.3254 | 0 | 0 | 4.4441
2025-06-03 22:00 | 0 | 0 | 158.8801 | 90 | 0 | 0 | 0.58915 | 0.58915 | 0.58915 | 0 | 0 | 0 | 0 | 0 | 0.62016 | 0.58915 | 0 | 0 | 5.143 | 4.1327 | 0 | 0.62016 | -0.62016 | 13.1345 | 57.0608 | 0 | 1.3643 | 1.3643 | 0.16254 | 1.3643 | 0 | 0.64807 | 0 | 0 | 4.1327
2025-06-03 23:00 | 0 | 0 | 175.4221 | 90 | 0 | 0 | 0.76917 | 0.76917 | 0.76917 | 0 | 0 | 1.1102e-16 | 0 | 0 | 0.80966 | 0.76917 | 0 | 0 | 5.143 | 3.5125 | 0 | 0.80966 | -0.80966 | 12.2293 | 53.1281 | 0 | 1.7812 | 1.7812 | 0.21221 | 1.7812 | 0 | 0.84609 | 0 | 0 | 3.5125
2025-06-04 | 0 | 0 | -167.5794 | 90 | 0 | 0 | 0.3896 | 0.3896 | 0.3896 | 0 | 0 | 0 | 0 | 0 | 0.41011 | 0.3896 | 0 | 0 | 5.143 | 2.7029 | 0 | 0.41011 | -0.41011 | 11.7707 | 51.1362 | 0 | 0.90224 | 0.90224 | 0.10749 | 0.90224 | 0 | 0.42856 | 0 | 0 | 2.7029
2025-06-04 01:00 | 0 | 0 | -151.9124 | 90 | 0 | 0 | 0.20179 | 0.20179 | 0.20179 | 0 | 0 | 2.7756e-17 | 0 | 0 | 0.21241 | 0.20179 | 0 | 0 | 5.143 | 2.2928 | 0 | 0.21241 | -0.21241 | 11.5333 | 50.1045 | 0 | 0.46731 | 0.46731 | 0.055673 | 0.46731 | 0 | 0.22197 | 0 | 0 | 2.2928
2025-06-04 02:00 | 0 | 0 | -138.6519 | 90 | 0 | 0 | 0.50103 | 0.50103 | 0.50103 | 0 | 0 | 0 | 0 | 0 | 0.5274 | 0.50103 | 0 | 0 | 5.143 | 2.0803 | 0 | 0.5274 | -0.5274 | 10.9436 | 47.5428 | 0 | 1.1603 | 1.1603 | 0.13823 | 1.1603 | 0 | 0.55113 | 0 | 0 | 2.0803
2025-06-04 03:00 | 0 | 0 | -127.7915 | 90 | 0 | 0 | 0.44467 | 0.44467 | 0.44467 | 0 | 0 | 5.5511e-17 | 0 | 0 | 0.46807 | 0.44467 | 0 | 0 | 5.143 | 1.5529 | 0 | 0.46807 | -0.46807 | 10.4203 | 45.2694 | 0 | 1.0298 | 1.0298 | 0.12268 | 1.0298 | 0 | 0.48913 | 0 | 0 | 1.5529
2025-06-04 04:00 | 0.0019672 | 0 | -118.8251 | 90 | 0 | 0 | 0.3721 | 0.3721 | 0.3721 | 0 | 0 | 0 | 0 | 0 | 0.39168 | 0.3721 | 0 | 0 | 5.143 | 1.0849 | 0 | 0.39168 | -0.39168 | 9.9824 | 43.3669 | 0 | 0.86169 | 0.86169 | 0.10266 | 0.86169 | 0 | 0.40931 | 0 | 0 | 1.0849
2025-06-04 05:00 | 0.063062 | 8.246 | -111.165 | 93.7318 | 0.053797 | 0.17108 | 0.34653 | 0.34653 | 0.34653 | 49.3702 | 0 | 0 | 0 | 0.17108 | 0.36477 | 0.34653 | 0 | 0 | 5.143 | 0.69319 | 0 | 0.19369 | -0.19369 | 9.7658 | 42.4262 | 0 | 0.8025 | 0.8025 | 0.095606 | 0.8025 | 0 | 0.38119 | 0.13687 | 0 | 0.86428
2025-06-04 06:00 | 0.14493 | 20.4115 | -104.269 | 79.8634 | 0.13212 | 0.42017 | 0.40076 | 0.40076 | 0.40076 | 104.8445 | 0 | 5.5511e-17 | 0 | 0.42017 | 0.42185 | 0.40076 | 0 | 0 | 5.143 | 0.4995 | 0 | 0.0016777 | -0.0016777 | 9.7639 | 42.418 | 0 | 0.92807 | 0.92807 | 0.11057 | 0.92807 | 0 | 0.44083 | 0.33614 | 0 | 0.91968
2025-06-04 07:00 | 0.37023 | 32.9481 | -97.5983 | 66.1037 | 0.31767 | 1.0102 | 0.36656 | 0.36656 | 0.36656 | 275.6031 | 0 | 0 | 0 | 1.0102 | 0.38585 | 0.36656 | 0 | 0 | 5.143 | 0.49783 | 0.62439 | 0 | 0.62439 | 10.3224 | 44.8442 | 0 | 0.84887 | 0.84887 | 0.10113 | 0.84887 | 0 | 0.40321 | 0.8082 | 0 | 1.5081
2025-06-04 08:00 | 0.3294 | 45.6831 | -90.4418 | 52.6585 | 0.30842 | 0.98084 | 0.35259 | 0.35259 | 0.35259 | 278.1837 | 0 | 0 | 0 | 0.98084 | 0.37114 | 0.35259 | 0 | 0 | 5.143 | 0.99734 | 0.6097 | 0 | 0.6097 | 10.8677 | 47.2133 | 0 | 0.81652 | 0.81652 | 0.097277 | 0.81652 | 0 | 0.38785 | 0.78467 | 0 | 1.9782
2025-06-04 09:00 | 0.46897 | 58.4173 | -81.3767 | 39.9408 | 0.44111 | 1.4028 | 0.40129 | 0.40129 | 0.40129 | 349.5689 | 0 | 0 | 0 | 1.4028 | 0.42241 | 0.40129 | 0 | 0 | 5.143 | 1.4851 | 0.98038 | 0 | 0.98038 | 11.7446 | 51.0228 | 0 | 0.92931 | 0.92931 | 0.11071 | 0.92931 | 0 | 0.44142 | 1.1222 | 0 | 2.8879
2025-06-04 10:00 | 0.69102 | 70.6965 | -65.8851 | 29.0022 | 0.65407 | 2.08 | 0.34866 | 0.34866 | 0.34866 | 596.5903 | 0 | 0 | 0 | 2.08 | 0.36701 | 0.34866 | 0 | 0 | 5.143 | 2.2694 | 1.713 | 0 | 1.713 | 13.2768 | 57.6792 | 0 | 0.80741 | 0.80741 | 0.096192 | 0.80741 | 0 | 0.38352 | 1.664 | 0 | 4.3494
2025-06-04 11:00 | 0.47551 | 80.034 | -22.087 | 22.6475 | 0.45073 | 1.4334 | 0.27184 | 0.27184 | 0.27184 | 527.2886 | 0 | 0 | 0 | 1.4334 | 0.28615 | 0.27184 | 0 | 0 | 4.9195 | 3.6398 | 1.1472 | 0 | 1.1472 | 14.3029 | 62.137 | 0 | 0.62953 | 0.62953 | 0.075 | 0.62953 | 0 | 0.29903 | 1.1467 | 0 | 5.0732
2025-06-04 12:00 | 0.77045 | 76.5249 | 49.0538 | 24.7304 | 0.73247 | 2.3294 | 0.92315 | 0.92315 | 0.92315 | 252.3297 | 0 | 0 | 0 | 2.3294 | 0.97173 | 0.92315 | 0 | 0 | 4.3803 | 4.5576 | 1.3576 | 0 | 1.3576 | 15.5173 | 67.4124 | 0 | 2.1378 | 2.1378 | 0.25469 | 2.1378 | 0 | 1.0155 | 1.8635 | 0 | 6.887
2025-06-04 13:00 | 0.70776 | 65.1364 | 74.463 | 33.7177 | 0.66458 | 2.1135 | 0.43464 | 0.43464 | 0.43464 | 486.2548 | 0 | 0 | 0 | 2.1135 | 0.45752 | 0.43464 | 0 | 0 | 3.6721 | 5.6437 | 1.6559 | 0 | 1.6559 | 16.9984 | 73.8469 | 0 | 1.0065 | 1.0065 | 0.11991 | 1.0065 | 0 | 0.47811 | 1.6908 | 0 | 7.7572
2025-06-04 14:00 | 0.50547 | 52.5487 | 85.9606 | 45.6857 | 0.46936 | 1.4926 | 0.71082 | 0.71082 | 0.71082 | 209.9905 | 0 | 0 | 0 | 1.4926 | 0.74823 | 0.71082 | 0 | 0 | 2.7678 | 6.0061 | 0.74442 | 0 | 0.74442 | 17.6642 | 76.7395 | 0 | 1.6461 | 1.6461 | 0.19611 | 1.6461 | 0 | 0.7819 | 1.1941 | 0 | 7.4988
2025-06-04 15:00 | 0.53454 | 39.7829 | 93.8725 | 58.8155 | 0.45641 | 1.4515 | 0.44421 | 0.44421 | 0.44421 | 326.7503 | 0 | 0 | 0 | 1.4515 | 0.46759 | 0.44421 | 0 | 0 | 2.5624 | 6.0061 | 0.98386 | 0 | 0.98386 | 18.5442 | 80.5625 | 0 | 1.0287 | 1.0287 | 0.12255 | 1.0287 | 0 | 0.48863 | 1.1612 | 0 | 7.4576
2025-06-04 16:00 | 0.39283 | 27.1186 | 100.6915 | 72.4397 | 0.28655 | 0.91127 | 0.67198 | 0.67198 | 0.67198 | 135.6096 | 0 | 0 | 0 | 0.91127 | 0.70735 | 0.67198 | 0 | 0 | 2.0921 | 6.0061 | 0.20392 | 0 | 0.20392 | 18.7266 | 81.3549 | 0 | 1.5562 | 1.5562 | 0.1854 | 1.5562 | 0 | 0.73918 | 0.72902 | 0 | 6.9174
2025-06-04 17:00 | 0.10523 | 14.7306 | 107.3947 | 86.2696 | 0.093957 | 0.2988 | 0.91618 | 0.91618 | 0.91618 | 32.6137 | 0 | 1.1102e-16 | 0 | 0.2988 | 0.9644 | 0.91618 | 0 | 0 | 2.1704 | 6.0061 | 0 | 0.6656 | -0.6656 | 17.9824 | 78.122 | 0 | 2.1217 | 2.1217 | 0.25277 | 2.1217 | 0 | 1.0078 | 0.23904 | 0 | 6.305
2025-06-04 18:00 | 0.016203 | 2.8051 | 114.5791 | 100.138 | 0.014927 | 0.047469 | 0.65654 | 0.65654 | 0.65654 | 7.2303 | 0 | 0 | 0 | 0.047469 | 0.69109 | 0.65654 | 0 | 0 | 2.8909 | 6.0061 | 0 | 0.64362 | -0.64362 | 17.2628 | 74.9959 | 0 | 1.5204 | 1.5204 | 0.18113 | 1.5204 | 0 | 0.72219 | 0.037975 | 0 | 6.0536
2025-06-04 19:00 | 0 | 0 | 122.7724 | 90 | 0 | 0 | 0.73031 | 0.73031 | 0.73031 | 0 | 0 | 1.1102e-16 | 0 | 0 | 0.76875 | 0.73031 | 0 | 0 | 3.4194 | 6.0061 | 0 | 0.76875 | -0.76875 | 16.4034 | 71.2619 | 0 | 1.6912 | 1.6912 | 0.20149 | 1.6912 | 0 | 0.80334 | 0 | 0 | 6.0061
2025-06-04 20:00 | 0 | 0 | 132.5404 | 90 | 0 | 0 | 0.70636 | 0.70636 | 0.70636 | 0 | 0 | 1.1102e-16 | 0 | 0 | 0.74354 | 0.70636 | 0 | 0 | 3.9883 | 6.0061 | 0 | 0.74354 | -0.74354 | 15.5721 | 67.6505 | 0 | 1.6358 | 1.6358 | 0.19488 | 1.6358 | 0 | 0.777 | 0 | 0 | 6.0061
2025-06-04 21:00 | 0 | 0 | 144.464 | 90 | 0 | 0 | 1.0526 | 1.0526 | 1.0526 | 0 | 0 | 0 | 0 | 0 | 1.108 | 1.0526 | 0 | 0 | 4.4837 | 5.6928 | 0 | 1.108 | -1.108 | 14.3333 | 62.2687 | 0 | 2.4376 | 2.4376 | 0.29041 | 2.4376 | 0 | 1.1579 | 0 | 0 | 5.6928
2025-06-04 22:00 | 0 | 0 | 158.8896 | 90 | 0 | 0 | 0.57905 | 0.57905 | 0.57905 | 0 | 0 | 0 | 0 | 0 | 0.60952 | 0.57905 | 0 | 0 | 5.143 | 4.5847 | 0 | 0.60952 | -0.60952 | 13.6518 | 59.3082 | 0 | 1.341 | 1.341 | 0.15976 | 1.341 | 0 | 0.63695 | 0 | 0 | 4.5847
2025-06-04 23:00 | 0 | 0 | 175.3887 | 90 | 0 | 0 | 0.8396 | 0.8396 | 0.8396 | 0 | 0 | 1.1102e-16 | 0 | 0 | 0.88379 | 0.8396 | 0 | 0 | 5.143 | 3.9752 | 0 | 0.88379 | -0.88379 | 12.6637 | 55.0155 | 0 | 1.9443 | 1.9443 | 0.23164 | 1.9443 | 0 | 0.92356 | 0 | 0 | 3.9752
2025-06-05 | 0 | 0 | -167.6541 | 90 | 0 | 0 | 0.29144 | 0.29144 | 0.29144 | 0 | 0 | 5.5511e-17 | 0 | 0 | 0.30678 | 0.29144 | 0 | 0 | 5.143 | 3.0914 | 0 | 0.30678 | -0.30678 | 12.3207 | 53.5254 | 0 | 0.6749 | 0.6749 | 0.080406 | 0.6749 | 0 | 0.32058 | 0 | 0 | 3.0914
2025-06-05 01:00 | 0 | 0 | -152.0132 | 90 | 0 | 0 | 0.26869 | 0.26869 | 0.26869 | 0 | 0 | 5.5511e-17 | 0 | 0 | 0.28283 | 0.26869 | 0 | 0 | 5.143 | 2.7847 | 0 | 0.28283 | -0.28283 | 12.0045 | 52.1517 | 0 | 0.62223 | 0.62223 | 0.07413 | 0.62223 | 0 | 0.29556 | 0 | 0 | 2.7847
2025-06-05 02:00 | 0 | 0 | -138.7651 | 90 | 0 | 0 | 0.42704 | 0.42704 | 0.42704 | 0 | 0 | 0 | 0 | 0 | 0.44952 | 0.42704 | 0 | 0 | 5.143 | 2.5018 | 0 | 0.44952 | -0.44952 | 11.5019 | 49.9683 | 0 | 0.98894 | 0.98894 | 0.11782 | 0.98894 | 0 | 0.46975 | 0 | 0 | 2.5018
2025-06-05 03:00 | 0 | 0 | -127.9094 | 90 | 0 | 0 | 0.15454 | 0.15454 | 0.15454 | 0 | 0 | 2.7756e-17 | 0 | 0 | 0.16268 | 0.15454 | 0 | 0 | 5.143 | 2.0523 | 0 | 0.16268 | -0.16268 | 11.32 | 49.1782 | 0 | 0.35789 | 0.35789 | 0.042638 | 0.35789 | 0 | 0.17 | 0 | 0 | 2.0523
2025-06-05 04:00 | 0.0017482 | 0 | -118.9457 | 90 | 0 | 0 | 0.35502 | 0.35502 | 0.35502 | 0 | 0 | 5.5511e-17 | 0 | 0 | 0.3737 | 0.35502 | 0 | 0 | 5.143 | 1.8896 | 0 | 0.3737 | -0.3737 | 10.9022 | 47.3631 | 0 | 0.82214 | 0.82214 | 0.097947 | 0.82214 | 0 | 0.39052 | 0 | 0 | 1.8896
2025-06-05 05:00 | 0.05139 | 8.2757 | -111.29 | 93.7665 | 0.046497 | 0.14787 | 0.30644 | 0.30644 | 0.30644 | 48.2533 | 0 | 0 | 0 | 0.14787 | 0.32257 | 0.30644 | 0 | 0 | 5.143 | 1.5159 | 0 | 0.1747 | -0.1747 | 10.7069 | 46.5145 | 0 | 0.70966 | 0.70966 | 0.084546 | 0.70966 | 0 | 0.33709 | 0.11829 | 0 | 1.6638
2025-06-05 06:00 | 0.1445 | 20.4324 | -104.4029 | 79.9102 | 0.13177 | 0.41906 | 0.37418 | 0.37418 | 0.37418 | 111.9934 | 0 | 0 | 0 | 0.41906 | 0.39388 | 0.37418 | 0 | 0 | 5.143 | 1.3412 | 0.025183 | 0 | 0.025183 | 10.7294 | 46.6124 | 0 | 0.86653 | 0.86653 | 0.10323 | 0.86653 | 0 | 0.4116 | 0.33525 | 0 | 1.7603
2025-06-05 07:00 | 0.25232 | 32.9631 | -97.7489 | 66.1631 | 0.23285 | 0.7405 | 0.3342 | 0.3342 | 0.3342 | 221.5718 | 0 | 0 | 0 | 0.7405 | 0.35179 | 0.3342 | 0 | 0 | 5.143 | 1.3614 | 0.38871 | 0 | 0.38871 | 11.0771 | 48.1228 | 0 | 0.77394 | 0.77394 | 0.092205 | 0.77394 | 0 | 0.36762 | 0.5924 | 0 | 2.1019
2025-06-05 08:00 | 0.15298 | 45.6955 | -90.6231 | 52.7326 | 0.14406 | 0.45812 | 0.30928 | 0.30928 | 0.30928 | 148.1253 | 0 | 0 | 0 | 0.45812 | 0.32556 | 0.30928 | 0 | 0 | 5.143 | 1.6723 | 0.13256 | 0 | 0.13256 | 11.1957 | 48.6379 | 0 | 0.71623 | 0.71623 | 0.085329 | 0.71623 | 0 | 0.34021 | 0.3665 | 0 | 2.1305
2025-06-05 09:00 | 0.52323 | 58.4329 | -81.6179 | 40.0334 | 0.49045 | 1.5597 | 0.35018 | 0.35018 | 0.35018 | 445.3972 | 0 | 0 | 0 | 1.5597 | 0.36861 | 0.35018 | 0 | 0 | 5.143 | 1.7784 | 1.1911 | 0 | 1.1911 | 12.261 | 53.2661 | 0 | 0.81095 | 0.81095 | 0.096614 | 0.81095 | 0 | 0.3852 | 1.2478 | 0 | 3.3381
2025-06-05 10:00 | 0.85624 | 70.7301 | -66.2566 | 29.1176 | 0.80707 | 2.5666 | 0.26852 | 0.26852 | 0.26852 | 955.8395 | 0 | 0 | 0 | 2.5666 | 0.28265 | 0.26852 | 0 | 0 | 5.143 | 2.7313 | 2.284 | 0 | 2.284 | 14.3039 | 62.1409 | 0 | 0.62184 | 0.62184 | 0.074083 | 0.62184 | 0 | 0.29537 | 2.0533 | 0 | 5.2979
2025-06-05 11:00 | 0.8908 | 80.1345 | -22.54 | 22.7738 | 0.84769 | 2.6958 | 0.39092 | 0.39092 | 0.39092 | 689.6078 | 0 | 0 | 0 | 2.6958 | 0.41149 | 0.39092 | 0 | 0 | 4.2258 | 4.5584 | 2.2843 | 0 | 2.2843 | 16.347 | 71.0171 | 0 | 0.90528 | 0.90528 | 0.10785 | 0.90528 | 0 | 0.43001 | 2.1566 | 0 | 7.2542
2025-06-05 12:00 | 0.78133 | 76.6384 | 49.3013 | 24.8214 | 0.74214 | 2.3601 | 0.48015 | 0.48015 | 0.48015 | 491.5379 | 0 | 0 | 0 | 2.3601 | 0.50542 | 0.48015 | 0 | 0 | 2.9392 | 6.0061 | 1.8547 | 0 | 1.8547 | 18.0059 | 78.2239 | 0 | 1.1119 | 1.1119 | 0.13247 | 1.1119 | 0 | 0.52817 | 1.8881 | 0 | 8.3663
2025-06-05 13:00 | 0.87185 | 65.2259 | 74.6783 | 33.7626 | 0.81334 | 2.5865 | 0.80499 | 0.80499 | 0.80499 | 321.3152 | 0 | 0 | 0 | 2.5865 | 0.84736 | 0.80499 | 0 | 0 | 2.0447 | 6.0061 | 1.7392 | 0 | 1.7392 | 19.5615 | 84.9819 | 0 | 1.8642 | 1.8642 | 0.22209 | 1.8642 | 0 | 0.88549 | 2.0692 | 0 | 8.5927
2025-06-05 14:00 | 0.55186 | 52.6315 | 86.1196 | 45.6998 | 0.50891 | 1.6184 | 0.70036 | 0.70036 | 0.70036 | 231.0845 | 0 | 0 | 0 | 1.6184 | 0.73722 | 0.70036 | 0 | 0 | 1.2167 | 6.0061 | 0.8812 | 0 | 0.8812 | 20.3497 | 88.406 | 0 | 1.6219 | 1.6219 | 0.19322 | 1.6219 | 0 | 0.77039 | 1.2947 | 0 | 7.6246
2025-06-05 15:00 | 0.32351 | 39.8656 | 93.9983 | 58.809 | 0.29944 | 0.95227 | 0.58938 | 0.58938 | 0.58938 | 161.571 | 0 | 0 | 0 | 0.95227 | 0.6204 | 0.58938 | 0 | 0 | 0.98283 | 6.0061 | 0.33187 | 0 | 0.33187 | 20.6465 | 89.6956 | 0 | 1.3649 | 1.3649 | 0.16261 | 1.3649 | 0 | 0.64832 | 0.76182 | 0 | 6.9584
2025-06-05 16:00 | 0.20939 | 27.2046 | 100.7969 | 72.4179 | 0.1914 | 0.60869 | 0.74818 | 0.74818 | 0.74818 | 81.3557 | 0 | 0 | 0 | 0.60869 | 0.78756 | 0.74818 | 0 | 0 | 1.0278 | 6.0061 | 0 | 0.17887 | -0.17887 | 20.4465 | 88.8268 | 0 | 1.7326 | 1.7326 | 0.20642 | 1.7326 | 0 | 0.823 | 0.48695 | 0 | 6.6148
2025-06-05 17:00 | 0.128 | 14.8219 | 107.4863 | 86.2349 | 0.10652 | 0.33876 | 0.63791 | 0.63791 | 0.63791 | 53.1048 | 0 | 0 | 0 | 0.33876 | 0.67148 | 0.63791 | 0 | 0 | 1.3531 | 6.0061 | 0 | 0.33272 | -0.33272 | 20.0745 | 87.2107 | 0 | 1.4773 | 1.4773 | 0.176 | 1.4773 | 0 | 0.7017 | 0.27101 | 0 | 6.3449
2025-06-05 18:00 | 0.036216 | 2.9032 | 114.6601 | 100.0913 | 0.021077 | 0.067027 | 0.48267 | 0.48267 | 0.48267 | 13.8867 | 0 | 5.5511e-17 | 0 | 0.067027 | 0.50808 | 0.48267 | 0 | 0 | 1.696 | 6.0061 | 0 | 0.44105 | -0.44105 | 19.5814 | 85.0684 | 0 | 1.1178 | 1.1178 | 0.13317 | 1.1178 | 0 | 0.53094 | 0.053622 | 0 | 6.0732
2025-06-05 19:00 | 0 | 0 | 122.8431 | 90 | 0 | 0 | 0.60964 | 0.60964 | 0.60964 | 0 | 0 | 0 | 0 | 0 | 0.64172 | 0.60964 | 0 | 0 | 2.0597 | 6.0061 | 0 | 0.64172 | -0.64172 | 18.8639 | 81.9515 | 0 | 1.4118 | 1.4118 | 0.1682 | 1.4118 | 0 | 0.6706 | 0 | 0 | 6.0061
2025-06-05 20:00 | 0 | 0 | 132.5979 | 90 | 0 | 0 | 0.51914 | 0.51914 | 0.51914 | 0 | 0 | 0 | 0 | 0 | 0.54646 | 0.51914 | 0 | 0 | 2.5532 | 6.0061 | 0 | 0.54646 | -0.54646 | 18.253 | 79.2973 | 0 | 1.2022 | 1.2022 | 0.14323 | 1.2022 | 0 | 0.57105 | 0 | 0 | 6.0061
2025-06-05 21:00 | 0 | 0 | 144.5009 | 90 | 0 | 0 | 0.70133 | 0.70133 | 0.70133 | 0 | 0 | 0 | 0 | 0 | 0.73824 | 0.70133 | 0 | 0 | 2.9084 | 6.0061 | 0 | 0.73824 | -0.73824 | 17.4276 | 75.7115 | 0 | 1.6241 | 1.6241 | 0.19349 | 1.6241 | 0 | 0.77147 | 0 | 0 | 6.0061
2025-06-05 22:00 | 0 | 0 | 158.895 | 90 | 0 | 0 | 0.50152 | 0.50152 | 0.50152 | 0 | 0 | 1.1102e-16 | 0 | 0 | 0.52792 | 0.50152 | 0 | 0 | 3.4272 | 6.0061 | 0 | 0.52792 | -0.52792 | 16.8374 | 73.1474 | 0 | 1.1614 | 1.1614 | 0.13837 | 1.1614 | 0 | 0.55167 | 0 | 0 | 6.0061
2025-06-05 23:00 | 0 | 0 | 175.3531 | 90 | 0 | 0 | 0.59473 | 0.59473 | 0.59473 | 0 | 0 | 1.1102e-16 | 0 | 0 | 0.62603 | 0.59473 | 0 | 0 | 3.724 | 6.0061 | 0 | 0.62603 | -0.62603 | 16.1374 | 70.1066 | 0 | 1.3773 | 1.3773 | 0.16408 | 1.3773 | 0 | 0.6542 | 0 | 0 | 6.0061
2025-06-06 | 0 | 0 | -167.7286 | 90 | 0 | 0 | 0.40557 | 0.40557 | 0.40557 | 0 | 0 | 5.5511e-17 | 0 | 0 | 0.42691 | 0.40557 | 0 | 0 | 4.1268 | 6.0061 | 0 | 0.42691 | -0.42691 | 15.6601 | 68.0331 | 0 | 0.93921 | 0.93921 | 0.11189 | 0.93921 | 0 | 0.44612 | 0 | 0 | 6.0061
2025-06-06 01:00 | 0 | 0 | -152.1119 | 90 | 0 | 0 | 0.43465 | 0.43465 | 0.43465 | 0 | 0 | 5.5511e-17 | 0 | 0 | 0.45753 | 0.43465 | 0 | 0 | 4.3436 | 5.7715 | 0 | 0.45753 | -0.45753 | 15.1486 | 65.8108 | 0 | 1.0066 | 1.0066 | 0.11992 | 1.0066 | 0 | 0.47812 | 0 | 0 | 5.7715
2025-06-06 02:00 | 0 | 0 | -138.8748 | 90 | 0 | 0 | 0.32888 | 0.32888 | 0.32888 | 0 | 0 | 5.5511e-17 | 0 | 0 | 0.34619 | 0.32888 | 0 | 0 | 4.6154 | 5.314 | 0 | 0.34619 | -0.34619 | 14.7615 | 64.1293 | 0 | 0.76162 | 0.76162 | 0.090737 | 0.76162 | 0 | 0.36177 | 0 | 0 | 5.314
2025-06-06 03:00 | 0 | 0 | -128.0231 | 90 | 0 | 0 | 0.25964 | 0.25964 | 0.25964 | 0 | 0 | 0 | 0 | 0 | 0.2733 | 0.25964 | 0 | 0 | 4.7947 | 4.9678 | 0 | 0.2733 | -0.2733 | 14.456 | 62.8018 | 0 | 0.60126 | 0.60126 | 0.071632 | 0.60126 | 0 | 0.2856 | 0 | 0 | 4.9678
2025-06-06 04:00 | 0.0036858 | 0 | -119.0616 | 90 | 0 | 0 | 0.5077 | 0.5077 | 0.5077 | 0 | 0 | 1.1102e-16 | 0 | 0 | 0.53442 | 0.5077 | 0 | 0 | 4.929 | 4.6945 | 0 | 0.53442 | -0.53442 | 13.8585 | 60.2061 | 0 | 1.1757 | 1.1757 | 0.14007 | 1.1757 | 0 | 0.55847 | 0 | 0 | 4.6945
2025-06-06 05:00 | 0.12013 | 8.3008 | -111.41 | 93.8026 | 0.028232 | 0.089782 | 0.41737 | 0.41737 | 0.41737 | 21.5113 | 0 | 5.5511e-17 | 0 | 0.089782 | 0.43934 | 0.41737 | 0 | 0 | 5.143 | 4.1601 | 0 | 0.34956 | -0.34956 | 13.4677 | 58.5082 | 0 | 0.96654 | 0.96654 | 0.11515 | 0.96654 | 0 | 0.45911 | 0.071826 | 0 | 4.2499
2025-06-06 06:00 | 0.36823 | 20.4491 | -104.5311 | 79.9578 | 0.19829 | 0.63059 | 0.3797 | 0.3797 | 0.3797 | 166.074 | 0 | 0 | 0 | 0.63059 | 0.39969 | 0.3797 | 0 | 0 | 5.143 | 3.8105 | 0.2309 | 0 | 0.2309 | 13.6742 | 59.4055 | 0 | 0.87931 | 0.87931 | 0.10476 | 0.87931 | 0 | 0.41767 | 0.50447 | 0 | 4.4411
2025-06-06 07:00 | 0.58698 | 32.974 | -97.8929 | 66.2226 | 0.44982 | 1.4305 | 0.33219 | 0.33219 | 0.33219 | 430.6205 | 0 | 0 | 0 | 1.4305 | 0.34968 | 0.33219 | 0 | 0 | 5.143 | 3.9952 | 1.0808 | 0 | 1.0808 | 14.6409 | 63.6052 | 0 | 0.76929 | 0.76929 | 0.09165 | 0.76929 | 0 | 0.36541 | 1.1444 | 0 | 5.4257
2025-06-06 08:00 | 0.74243 | 45.7038 | -90.7964 | 52.806 | 0.64228 | 2.0426 | 0.39947 | 0.39947 | 0.39947 | 511.3221 | 0 | 0 | 0 | 2.0426 | 0.42049 | 0.39947 | 0 | 0 | 4.4419 | 4.8599 | 1.6221 | 0 | 1.6221 | 16.0917 | 69.9081 | 0 | 0.92508 | 0.92508 | 0.11021 | 0.92508 | 0 | 0.43941 | 1.634 | 0 | 6.9025
2025-06-06 09:00 | 0.77499 | 58.4441 | -81.8487 | 40.1241 | 0.71151 | 2.2627 | 0.38605 | 0.38605 | 0.38605 | 586.1211 | 0 | 0 | 0 | 2.2627 | 0.40637 | 0.38605 | 0 | 0 | 3.4034 | 6.0061 | 1.8563 | 0 | 1.8563 | 17.7521 | 77.1213 | 0 | 0.89401 | 0.89401 | 0.10651 | 0.89401 | 0 | 0.42465 | 1.8102 | 0 | 8.2689
2025-06-06 10:00 | 0.72627 | 70.7583 | -66.6144 | 29.229 | 0.68586 | 2.1812 | 0.39957 | 0.39957 | 0.39957 | 545.8781 | 0 | 0 | 0 | 2.1812 | 0.4206 | 0.39957 | 0 | 0 | 2.3265 | 6.0061 | 1.7606 | 0 | 1.7606 | 19.3268 | 83.9623 | 0 | 0.92532 | 0.92532 | 0.11024 | 0.92532 | 0 | 0.43953 | 1.7449 | 0 | 8.1873
2025-06-06 11:00 | 0.90031 | 80.2277 | -22.9952 | 22.8939 | 0.85584 | 2.7217 | 0.37074 | 0.37074 | 0.37074 | 734.1365 | 0.92736 | 0 | 0 | 2.7217 | 0.39025 | 0.37074 | 0 | 0 | 1.4041 | 6.0061 | 1.4041 | 0 | 1.4041 | 20.5827 | 89.4182 | 0 | 0.85855 | 0.85855 | 0.10228 | 0.85855 | 0 | 0.40781 | 2.1774 | 0 | 8.7279
2025-06-06 12:00 | 0.86767 | 76.7479 | 49.5286 | 24.9063 | 0.82273 | 2.6164 | 0.84512 | 0.84512 | 0.84512 | 309.5896 | 0.9637 | 0 | 0 | 2.6164 | 0.8896 | 0.84512 | 0 | 0 | 0.76311 | 6.0061 | 0.76311 | 0 | 0.76311 | 21.2652 | 92.3835 | 0 | 1.9571 | 1.9571 | 0.23316 | 1.9571 | 0 | 0.92964 | 2.0931 | 0 | 8.6226
2025-06-06 13:00 | 0.8127 | 65.3133 | 74.8794 | 33.8028 | 0.75861 | 2.4125 | 0.69349 | 0.69349 | 0.69349 | 347.878 | 1.1332 | 0 | 0 | 2.4125 | 0.72999 | 0.69349 | 0 | 0 | 0.54927 | 6.0061 | 0.54927 | 0 | 0.54927 | 21.7565 | 94.5178 | 0 | 1.606 | 1.606 | 0.19133 | 1.606 | 0 | 0.76284 | 1.93 | 0 | 8.4187
2025-06-06 14:00 | 0.87075 | 52.7126 | 86.2683 | 45.7102 | 0.78008 | 2.4808 | 0.71968 | 0.71968 | 0.71968 | 344.7051 | 1.3279 | 0 | 0 | 2.4808 | 0.75756 | 0.71968 | 0 | 0 | 0.39535 | 6.0061 | 0.39535 | 0 | 0.39535 | 22.1101 | 96.054 | 0 | 1.6666 | 1.6666 | 0.19856 | 1.6666 | 0 | 0.79165 | 1.9846 | 0 | 8.4869
2025-06-06 15:00 | 0.6793 | 39.9469 | 94.1158 | 58.7998 | 0.56324 | 1.7912 | 0.92959 | 0.92959 | 0.92959 | 192.6857 | 0.52811 | 0 | 0 | 1.7912 | 0.97852 | 0.92959 | 0 | 0 | 0.28457 | 6.0061 | 0.28457 | 0 | 0.28457 | 22.3646 | 97.1598 | 0 | 2.1527 | 2.1527 | 0.25647 | 2.1527 | 0 | 1.0226 | 1.433 | 0 | 7.7973
2025-06-06 16:00 | 0.46563 | 27.2889 | 100.895 | 72.394 | 0.32235 | 1.0251 | 0.76634 | 0.76634 | 0.76634 | 133.7711 | 0.013642 | 0 | 0 | 1.0251 | 0.80667 | 0.76634 | 0 | 0 | 0.20483 | 6.0061 | 0.20483 | 0 | 0.20483 | 22.5478 | 97.9557 | 0 | 1.7747 | 1.7747 | 0.21143 | 1.7747 | 0 | 0.84298 | 0.82011 | 0 | 7.0313
2025-06-06 17:00 | 0.24615 | 14.9112 | 107.5713 | 86.1988 | 0.082631 | 0.26278 | 0.67509 | 0.67509 | 0.67509 | 38.9256 | 0 | 0 | 0 | 0.26278 | 0.71062 | 0.67509 | 0 | 0 | 0.14743 | 6.0061 | 0 | 0.44784 | -0.44784 | 22.0471 | 95.7805 | 0 | 1.5634 | 1.5634 | 0.18625 | 1.5634 | 0 | 0.7426 | 0.21023 | 0 | 6.2689
2025-06-06 18:00 | 0.049067 | 2.9989 | 114.7348 | 100.0437 | 0.010917 | 0.034718 | 0.67345 | 0.67345 | 0.67345 | 5.1552 | 0 | 1.1102e-16 | 0 | 0.034718 | 0.70889 | 0.67345 | 0 | 0 | 0.61361 | 6.0061 | 0 | 0.67418 | -0.67418 | 21.2934 | 92.5059 | 0 | 1.5596 | 1.5596 | 0.1858 | 1.5596 | 0 | 0.74079 | 0.027774 | 0 | 6.0409
2025-06-06 19:00 | 0 | 0 | 122.9078 | 90 | 0 | 0 | 0.64788 | 0.64788 | 0.64788 | 0 | 0 | 1.1102e-16 | 0 | 0 | 0.68198 | 0.64788 | 0 | 0 | 1.1774 | 6.0061 | 0 | 0.68198 | -0.68198 | 20.5309 | 89.1934 | 0 | 1.5004 | 1.5004 | 0.17875 | 1.5004 | 0 | 0.71267 | 0 | 0 | 6.0061
2025-06-06 20:00 | 0 | 0 | 132.6495 | 90 | 0 | 0 | 0.71103 | 0.71103 | 0.71103 | 0 | 0 | 0 | 0 | 0 | 0.74845 | 0.71103 | 0 | 0 | 1.6671 | 6.0061 | 0 | 0.74845 | -0.74845 | 19.6941 | 85.5581 | 0 | 1.6466 | 1.6466 | 0.19617 | 1.6466 | 0 | 0.78213 | 0 | 0 | 6.0061
2025-06-06 21:00 | 0 | 0 | 144.5325 | 90 | 0 | 0 | 0.81736 | 0.81736 | 0.81736 | 0 | 0 | 1.1102e-16 | 0 | 0 | 0.86038 | 0.81736 | 0 | 0 | 2.1798 | 6.0061 | 0 | 0.86038 | -0.86038 | 18.7322 | 81.3791 | 0 | 1.8928 | 1.8928 | 0.22551 | 1.8928 | 0 | 0.8991 | 0 | 0 | 6.0061
2025-06-06 22:00 | 0 | 0 | 158.8962 | 90 | 0 | 0 | 0.88853 | 0.88853 | 0.88853 | 0 | 0 | 1.1102e-16 | 0 | 0 | 0.93529 | 0.88853 | 0 | 0 | 2.7666 | 6.0061 | 0 | 0.93529 | -0.93529 | 17.6865 | 76.8363 | 0 | 2.0576 | 2.0576 | 0.24514 | 2.0576 | 0 | 0.97738 | 0 | 0 | 6.0061
2025-06-06 23:00 | 0 | 0 | 175.3155 | 90 | 0 | 0 | 1.0075 | 1.0075 | 1.0075 | 0 | 0 | 0 | 0 | 0 | 1.0605 | 1.0075 | 0 | 0 | 3.3918 | 6.0061 | 0 | 1.0605 | -1.0605 | 16.5008 | 71.6852 | 0 | 2.3331 | 2.3331 | 0.27796 | 2.3331 | 0 | 1.1082 | 0 | 0 | 6.0061
2025-06-07 | 0 | 0 | -167.8027 | 90 | 0 | 0 | 0.34068 | 0.34068 | 0.34068 | 0 | 0 | 0 | 0 | 0 | 0.35861 | 0.34068 | 0 | 0 | 4.1052 | 6.0061 | 0 | 0.35861 | -0.35861 | 16.0998 | 69.9434 | 0 | 0.78893 | 0.78893 | 0.09399 | 0.78893 | 0 | 0.37474 | 0 | 0 | 6.0061
2025-06-07 01:00 | 0 | 0 | -152.2083 | 90 | 0 | 0 | 0.37848 | 0.37848 | 0.37848 | 0 | 0 | 5.5511e-17 | 0 | 0 | 0.39841 | 0.37848 | 0 | 0 | 4.159 | 6.0061 | 0 | 0.39841 | -0.39841 | 15.6544 | 68.0083 | 0 | 0.87649 | 0.87649 | 0.10442 | 0.87649 | 0 | 0.41633 | 0 | 0 | 6.0061
2025-06-07 02:00 | 0 | 0 | -138.9812 | 90 | 0 | 0 | 0.36704 | 0.36704 | 0.36704 | 0 | 0 | 0 | 0 | 0 | 0.38636 | 0.36704 | 0 | 0 | 4.3439 | 5.7664 | 0 | 0.38636 | -0.38636 | 15.2225 | 66.1317 | 0 | 0.85 | 0.85 | 0.10127 | 0.85 | 0 | 0.40375 | 0 | 0 | 5.7664
2025-06-07 03:00 | 0 | 0 | -128.1327 | 90 | 0 | 0 | 0.39655 | 0.39655 | 0.39655 | 0 | 0 | 5.5511e-17 | 0 | 0 | 0.41742 | 0.39655 | 0 | 0 | 4.5535 | 5.3801 | 0 | 0.41742 | -0.41742 | 14.7558 | 64.1042 | 0 | 0.91833 | 0.91833 | 0.10941 | 0.91833 | 0 | 0.43621 | 0 | 0 | 5.3801
2025-06-07 04:00 | 0.002355 | 0 | -119.1729 | 90 | 0 | 0 | 0.53083 | 0.53083 | 0.53083 | 0 | 0 | 1.1102e-16 | 0 | 0 | 0.55877 | 0.53083 | 0 | 0 | 4.8084 | 4.9626 | 0 | 0.55877 | -0.55877 | 14.131 | 61.3902 | 0 | 1.2293 | 1.2293 | 0.14645 | 1.2293 | 0 | 0.58392 | 0 | 0 | 4.9626
2025-06-07 05:00 | 0.086595 | 8.3215 | -111.5248 | 93.8401 | 0.055788 | 0.17742 | 0.40345 | 0.40345 | 0.40345 | 43.9745 | 0 | 0 | 0 | 0.17742 | 0.42469 | 0.40345 | 0 | 0 | 5.143 | 4.4039 | 0 | 0.24727 | -0.24727 | 13.8546 | 60.1891 | 0 | 0.93431 | 0.93431 | 0.11131 | 0.93431 | 0 | 0.4438 | 0.14193 | 0 | 4.5813
2025-06-07 06:00 | 0.22795 | 20.4617 | -104.6536 | 80.0061 | 0.17349 | 0.55172 | 0.39643 | 0.39643 | 0.39643 | 139.1714 | 0 | 0 | 0 | 0.55172 | 0.41729 | 0.39643 | 0 | 0 | 5.143 | 4.1566 | 0.13442 | 0 | 0.13442 | 13.9748 | 60.7114 | 0 | 0.91804 | 0.91804 | 0.10937 | 0.91804 | 0 | 0.43607 | 0.44137 | 0 | 4.7083
2025-06-07 07:00 | 0.32998 | 32.9809 | -98.0303 | 66.2823 | 0.29126 | 0.92626 | 0.39856 | 0.39856 | 0.39856 | 232.3989 | 0 | 0 | 0 | 0.92626 | 0.41954 | 0.39856 | 0 | 0 | 5.0826 | 4.2641 | 0.50672 | 0 | 0.50672 | 14.428 | 62.6804 | 0 | 0.92299 | 0.92299 | 0.10996 | 0.92299 | 0 | 0.43842 | 0.741 | 0 | 5.1904
2025-06-07 08:00 | 0.4174 | 45.7082 | -90.9616 | 52.8785 | 0.38486 | 1.2239 | 0.40454 | 0.40454 | 0.40454 | 302.5492 | 0 | 0 | 0 | 1.2239 | 0.42583 | 0.40454 | 0 | 0 | 4.6926 | 4.6695 | 0.7981 | 0 | 0.7981 | 15.1419 | 65.7816 | 0 | 0.93682 | 0.93682 | 0.11161 | 0.93682 | 0 | 0.44499 | 0.97914 | 0 | 5.8934
2025-06-07 09:00 | 0.6844 | 58.4511 | -82.0689 | 40.2126 | 0.63185 | 2.0094 | 0.42632 | 0.42632 | 0.42632 | 471.3368 | 0 | 0 | 0 | 2.0094 | 0.44875 | 0.42632 | 0 | 0 | 4.171 | 5.308 | 1.5606 | 0 | 1.5606 | 16.5377 | 71.8457 | 0 | 0.98726 | 0.98726 | 0.11762 | 0.98726 | 0 | 0.46895 | 1.6075 | 0 | 7.3174
2025-06-07 10:00 | 0.88855 | 70.7813 | -66.9579 | 29.3364 | 0.83529 | 2.6564 | 0.35798 | 0.35798 | 0.35798 | 742.0386 | 0 | 0 | 0 | 2.6564 | 0.37682 | 0.35798 | 0 | 0 | 3.172 | 6.0061 | 2.2795 | 0 | 2.2795 | 18.5766 | 80.7034 | 0 | 0.82901 | 0.82901 | 0.098765 | 0.82901 | 0 | 0.39378 | 2.1251 | 0 | 8.6625
2025-06-07 11:00 | 0.95646 | 80.3137 | -23.4513 | 23.0077 | 0.90804 | 2.8877 | 0.39836 | 0.39836 | 0.39836 | 724.9015 | 0.68645 | 0 | 0 | 2.8877 | 0.41933 | 0.39836 | 0 | 0 | 1.7819 | 6.0061 | 1.7819 | 0 | 1.7819 | 20.1704 | 87.6274 | 0 | 0.92251 | 0.92251 | 0.1099 | 0.92251 | 0 | 0.43819 | 2.3102 | 0 | 8.8939
2025-06-07 12:00 | 1.0654 | 76.8533 | 49.7351 | 24.9849 | 1.0081 | 3.2061 | 0.54997 | 0.54997 | 0.54997 | 582.9567 | 1.7349 | 0 | 0 | 3.2061 | 0.57891 | 0.54997 | 0 | 0 | 0.89226 | 6.0061 | 0.89226 | 0 | 0.89226 | 20.9685 | 91.0945 | 0 | 1.2736 | 1.2736 | 0.15173 | 1.2736 | 0 | 0.60496 | 2.5649 | 0 | 9.2122
2025-06-07 13:00 | 1.0261 | 65.3985 | 75.0663 | 33.8381 | 0.95409 | 3.0342 | 0.52369 | 0.52369 | 0.52369 | 579.3813 | 1.8407 | 0 | 0 | 3.0342 | 0.55125 | 0.52369 | 0 | 0 | 0.64223 | 6.0061 | 0.64223 | 0 | 0.64223 | 21.5429 | 93.59 | 0 | 1.2128 | 1.2128 | 0.14448 | 1.2128 | 0 | 0.57606 | 2.4273 | 0 | 9.0403
2025-06-07 14:00 | 0.81765 | 52.7922 | 86.4066 | 45.717 | 0.73216 | 2.3284 | 0.66471 | 0.66471 | 0.66471 | 350.2905 | 1.1664 | 0 | 0 | 2.3284 | 0.69969 | 0.66471 | 0 | 0 | 0.46226 | 6.0061 | 0.46226 | 0 | 0.46226 | 21.9564 | 95.3862 | 0 | 1.5393 | 1.5393 | 0.18339 | 1.5393 | 0 | 0.73118 | 1.8627 | 0 | 8.3346
2025-06-07 15:00 | 0.56067 | 40.0265 | 94.2249 | 58.7878 | 0.47336 | 1.5054 | 1.0544 | 1.0544 | 1.0544 | 142.7697 | 0.062744 | 0 | 0 | 1.5054 | 1.1099 | 1.0544 | 0 | 0 | 0.33273 | 6.0061 | 0.33273 | 0 | 0.33273 | 22.254 | 96.6791 | 0 | 2.4418 | 2.4418 | 0.2909 | 2.4418 | 0 | 1.1598 | 1.2043 | 0 | 7.5115
2025-06-07 16:00 | 0.34469 | 27.3714 | 100.9859 | 72.3681 | 0.2683 | 0.85324 | 0.6959 | 0.6959 | 0.6959 | 122.6088 | 0 | 0 | 0 | 0.85324 | 0.73253 | 0.6959 | 0 | 0 | 0.23949 | 6.0061 | 0.12071 | 0 | 0.12071 | 22.362 | 97.1481 | 0 | 1.6116 | 1.6116 | 0.192 | 1.6116 | 0 | 0.76549 | 0.68259 | 0 | 6.8594
2025-06-07 17:00 | 0.16457 | 14.9983 | 107.6497 | 86.1613 | 0.11189 | 0.35584 | 0.97934 | 0.97934 | 0.97934 | 36.3344 | 0 | 1.1102e-16 | 0 | 0.35584 | 1.0309 | 0.97934 | 0 | 0 | 0.25761 | 6.0061 | 0 | 0.67505 | -0.67505 | 21.6072 | 93.8693 | 0 | 2.2679 | 2.2679 | 0.27019 | 2.2679 | 0 | 1.0773 | 0.28467 | 0 | 6.362
2025-06-07 18:00 | 0.021357 | 3.0919 | 114.8034 | 99.9953 | 0.01931 | 0.061408 | 0.77215 | 0.77215 | 0.77215 | 7.9529 | 0 | 1.1102e-16 | 0 | 0.061408 | 0.81279 | 0.77215 | 0 | 0 | 0.92384 | 6.0061 | 0 | 0.75138 | -0.75138 | 20.7672 | 90.2198 | 0 | 1.7881 | 1.7881 | 0.21303 | 1.7881 | 0 | 0.84936 | 0.049127 | 0 | 6.0676
2025-06-07 19:00 | 0 | 0 | 122.9665 | 90 | 0 | 0 | 0.66264 | 0.66264 | 0.66264 | 0 | 0 | 1.1102e-16 | 0 | 0 | 0.69752 | 0.66264 | 0 | 0 | 1.5201 | 6.0061 | 0 | 0.69752 | -0.69752 | 19.9873 | 86.8319 | 0 | 1.5345 | 1.5345 | 0.18282 | 1.5345 | 0 | 0.72891 | 0 | 0 | 6.0061
2025-06-07 20:00 | 0 | 0 | 132.6954 | 90 | 0 | 0 | 0.74978 | 0.74978 | 0.74978 | 0 | 0 | 0 | 0 | 0 | 0.78924 | 0.74978 | 0 | 0 | 1.9958 | 6.0061 | 0 | 0.78924 | -0.78924 | 19.1049 | 82.9984 | 0 | 1.7363 | 1.7363 | 0.20686 | 1.7363 | 0 | 0.82476 | 0 | 0 | 6.0061
2025-06-07 21:00 | 0 | 0 | 144.559 | 90 | 0 | 0 | 0.77493 | 0.77493 | 0.77493 | 0 | 0 | 1.1102e-16 | 0 | 0 | 0.81572 | 0.77493 | 0 | 0 | 2.5305 | 6.0061 | 0 | 0.81572 | -0.81572 | 18.1929 | 79.0363 | 0 | 1.7946 | 1.7946 | 0.2138 | 1.7946 | 0 | 0.85243 | 0 | 0 | 6.0061
2025-06-07 22:00 | 0 | 0 | 158.8935 | 90 | 0 | 0 | 0.98337 | 0.98337 | 0.98337 | 0 | 0 | 0 | 0 | 0 | 1.0351 | 0.98337 | 0 | 0 | 3.0645 | 6.0061 | 0 | 1.0351 | -1.0351 | 17.0356 | 74.0086 | 0 | 2.2773 | 2.2773 | 0.27131 | 2.2773 | 0 | 1.0817 | 0 | 0 | 6.0061
2025-06-07 23:00 | 0 | 0 | 175.2758 | 90 | 0 | 0 | 0.71942 | 0.71942 | 0.71942 | 0 | 0 | 1.1102e-16 | 0 | 0 | 0.75728 | 0.71942 | 0 | 0 | 3.7806 | 6.0061 | 0 | 0.75728 | -0.75728 | 16.1889 | 70.3304 | 0 | 1.666 | 1.666 | 0.19848 | 1.666 | 0 | 0.79136 | 0 | 0 | 6.0061
2025-06-08 | 0 | 0 | -167.8765 | 90 | 0 | 0 | 0.3856 | 0.3856 | 0.3856 | 0 | 0 | 5.5511e-17 | 0 | 0 | 0.40589 | 0.3856 | 0 | 0 | 4.2071 | 6.0061 | 0 | 0.40589 | -0.40589 | 15.7351 | 68.3589 | 0 | 0.89296 | 0.89296 | 0.10638 | 0.89296 | 0 | 0.42416 | 0 | 0 | 6.0061
2025-06-08 01:00 | 0 | 0 | -152.3024 | 90 | 0 | 0 | 0.45138 | 0.45138 | 0.45138 | 0 | 0 | 5.5511e-17 | 0 | 0 | 0.47514 | 0.45138 | 0 | 0 | 4.3438 | 5.8386 | 0 | 0.47514 | -0.47514 | 15.2039 | 66.0511 | 0 | 1.0453 | 1.0453 | 0.12453 | 1.0453 | 0 | 0.49652 | 0 | 0 | 5.8386
2025-06-08 02:00 | 0 | 0 | -139.084 | 90 | 0 | 0 | 0.28514 | 0.28514 | 0.28514 | 0 | 0 | 5.5511e-17 | 0 | 0 | 0.30015 | 0.28514 | 0 | 0 | 4.6078 | 5.3635 | 0 | 0.30015 | -0.30015 | 14.8683 | 64.5932 | 0 | 0.66032 | 0.66032 | 0.078668 | 0.66032 | 0 | 0.31365 | 0 | 0 | 5.3635
2025-06-08 03:00 | 0 | 0 | -128.2381 | 90 | 0 | 0 | 0.42333 | 0.42333 | 0.42333 | 0 | 0 | 0 | 0 | 0 | 0.44561 | 0.42333 | 0 | 0 | 4.7327 | 5.0633 | 0 | 0.44561 | -0.44561 | 14.3701 | 62.4289 | 0 | 0.98033 | 0.98033 | 0.11679 | 0.98033 | 0 | 0.46566 | 0 | 0 | 5.0633
2025-06-08 04:00 | 0.0029581 | 0 | -119.2795 | 90 | 0 | 0 | 0.3695 | 0.3695 | 0.3695 | 0 | 0 | 0 | 0 | 0 | 0.38894 | 0.3695 | 0 | 0 | 5.023 | 4.6177 | 0 | 0.38894 | -0.38894 | 13.9353 | 60.5397 | 0 | 0.85568 | 0.85568 | 0.10194 | 0.85568 | 0 | 0.40645 | 0 | 0 | 4.6177
2025-06-08 05:00 | 0.10542 | 8.3376 | -111.6344 | 93.879 | 0.043211 | 0.13742 | 0.43639 | 0.43639 | 0.43639 | 31.4899 | 0 | 5.5511e-17 | 0 | 0.13742 | 0.45936 | 0.43639 | 0 | 0 | 5.143 | 4.2288 | 0 | 0.32194 | -0.32194 | 13.5753 | 58.976 | 0 | 1.0106 | 1.0106 | 0.1204 | 1.0106 | 0 | 0.48003 | 0.10994 | 0 | 4.3662
2025-06-08 06:00 | 0.25292 | 20.4701 | -104.7703 | 80.0552 | 0.17646 | 0.56119 | 0.41269 | 0.41269 | 0.41269 | 135.9841 | 0 | 0 | 0 | 0.56119 | 0.43441 | 0.41269 | 0 | 0 | 5.143 | 3.9068 | 0.12678 | 0 | 0.12678 | 13.6887 | 59.4686 | 0 | 0.95569 | 0.95569 | 0.11386 | 0.95569 | 0 | 0.45396 | 0.44895 | 0 | 4.468
2025-06-08 07:00 | 0.52008 | 32.984 | -98.1609 | 66.3419 | 0.40092 | 1.275 | 0.39587 | 0.39587 | 0.39587 | 322.0682 | 0 | 0 | 0 | 1.275 | 0.41671 | 0.39587 | 0 | 0 | 5.143 | 4.0083 | 0.85828 | 0 | 0.85828 | 14.4564 | 62.8036 | 0 | 0.91676 | 0.91676 | 0.10922 | 0.91676 | 0 | 0.43546 | 1.02 | 0 | 5.2832
2025-06-08 08:00 | 0.56424 | 45.7087 | -91.1186 | 52.9502 | 0.50007 | 1.5903 | 0.4897 | 0.4897 | 0.4897 | 324.7499 | 0 | 0 | 0 | 1.5903 | 0.51548 | 0.4897 | 0 | 0 | 4.6004 | 4.6949 | 1.0748 | 0 | 1.0748 | 15.4177 | 66.9801 | 0 | 1.134 | 1.134 | 0.13511 | 1.134 | 0 | 0.53867 | 1.2722 | 0 | 6.2852
2025-06-08 09:00 | 0.68557 | 58.4539 | -82.2784 | 40.299 | 0.63227 | 2.0107 | 0.43008 | 0.43008 | 0.43008 | 467.5242 | 0 | 0 | 0 | 2.0107 | 0.45272 | 0.43008 | 0 | 0 | 3.9232 | 5.5547 | 1.558 | 0 | 1.558 | 16.8113 | 73.0341 | 0 | 0.99598 | 0.99598 | 0.11866 | 0.99598 | 0 | 0.47309 | 1.6086 | 0 | 7.5655
2025-06-08 10:00 | 0.74104 | 70.7991 | -67.2867 | 29.4397 | 0.69846 | 2.2212 | 0.29084 | 0.29084 | 0.29084 | 763.7234 | 0 | 0 | 0 | 2.2212 | 0.30615 | 0.29084 | 0 | 0 | 2.9791 | 6.0061 | 1.9151 | 0 | 1.9151 | 18.5242 | 80.4756 | 0 | 0.67353 | 0.67353 | 0.080242 | 0.67353 | 0 | 0.31993 | 1.777 | 0 | 8.2274
2025-06-08 11:00 | 0.49185 | 80.3924 | -23.9068 | 23.115 | 0.4661 | 1.4823 | 0.40159 | 0.40159 | 0.40159 | 369.1007 | 0 | 0 | 0 | 1.4823 | 0.42273 | 0.40159 | 0 | 0 | 1.8734 | 6.0061 | 1.0595 | 0 | 1.0595 | 19.4719 | 84.5926 | 0 | 0.92999 | 0.92999 | 0.1108 | 0.92999 | 0 | 0.44175 | 1.1858 | 0 | 7.4884
2025-06-08 12:00 | 0.66954 | 76.9546 | 49.9203 | 25.0572 | 0.63517 | 2.02 | 0.80411 | 0.80411 | 0.80411 | 251.2023 | 0 | 0 | 0 | 2.02 | 0.84644 | 0.80411 | 0 | 0 | 1.4671 | 6.0061 | 1.1735 | 0 | 1.1735 | 20.5215 | 89.1526 | 0 | 1.8622 | 1.8622 | 0.22185 | 1.8622 | 0 | 0.88453 | 1.616 | 0 | 8.0261
2025-06-08 13:00 | 0.70545 | 65.4815 | 75.2387 | 33.8688 | 0.66052 | 2.1006 | 0.68629 | 0.68629 | 0.68629 | 306.0743 | 0.4675 | 0 | 0 | 2.1006 | 0.72241 | 0.68629 | 0 | 0 | 0.91065 | 6.0061 | 0.91065 | 0 | 0.91065 | 21.336 | 92.6911 | 0 | 1.5893 | 1.5893 | 0.18934 | 1.5893 | 0 | 0.75492 | 1.6805 | 0 | 8.1067
2025-06-08 14:00 | 0.53377 | 52.87 | 86.5344 | 45.7203 | 0.49282 | 1.5673 | 0.61918 | 0.61918 | 0.61918 | 253.1185 | 0.3884 | 0 | 0 | 1.5673 | 0.65177 | 0.61918 | 0 | 0 | 0.52709 | 6.0061 | 0.52709 | 0 | 0.52709 | 21.8074 | 94.7392 | 0 | 1.4339 | 1.4339 | 0.17083 | 1.4339 | 0 | 0.6811 | 1.2538 | 0 | 7.5734
2025-06-08 15:00 | 0.30607 | 40.1045 | 94.3256 | 58.7731 | 0.28439 | 0.90441 | 0.57451 | 0.57451 | 0.57451 | 157.4237 | 0 | 0 | 0 | 0.90441 | 0.60474 | 0.57451 | 0 | 0 | 0.37939 | 6.0061 | 0.29967 | 0 | 0.29967 | 22.0755 | 95.9036 | 0 | 1.3304 | 1.3304 | 0.1585 | 1.3304 | 0 | 0.63196 | 0.72353 | 0 | 6.9106
2025-06-08 16:00 | 0.14704 | 27.4521 | 101.0695 | 72.3403 | 0.13758 | 0.43754 | 0.33741 | 0.33741 | 0.33741 | 129.6759 | 0 | 0 | 0 | 0.43754 | 0.35517 | 0.33741 | 0 | 0 | 0.33028 | 6.0061 | 0.082371 | 0 | 0.082371 | 22.1491 | 96.2237 | 0 | 0.78137 | 0.78137 | 0.093089 | 0.78137 | 0 | 0.37115 | 0.35003 | 0 | 6.4437
2025-06-08 17:00 | 0.072138 | 15.0832 | 107.7215 | 86.1225 | 0.066957 | 0.21293 | 0.80149 | 0.80149 | 0.80149 | 26.5672 | 0 | 0 | 0 | 0.21293 | 0.84367 | 0.80149 | 0 | 0 | 0.38076 | 6.0061 | 0 | 0.63074 | -0.63074 | 21.444 | 93.1601 | 0 | 1.8561 | 1.8561 | 0.22113 | 1.8561 | 0 | 0.88164 | 0.17035 | 0 | 6.2191
2025-06-08 18:00 | 0.024327 | 3.1822 | 114.8656 | 99.9463 | 0.021465 | 0.068263 | 0.63923 | 0.63923 | 0.63923 | 10.6788 | 0 | 1.1102e-16 | 0 | 0.068263 | 0.67288 | 0.63923 | 0 | 0 | 1.0046 | 6.0061 | 0 | 0.60461 | -0.60461 | 20.768 | 90.2234 | 0 | 1.4803 | 1.4803 | 0.17636 | 1.4803 | 0 | 0.70316 | 0.05461 | 0 | 6.0744
2025-06-08 19:00 | 0 | 0 | 123.0191 | 90 | 0 | 0 | 0.63924 | 0.63924 | 0.63924 | 0 | 0 | 1.1102e-16 | 0 | 0 | 0.67289 | 0.63924 | 0 | 0 | 1.475 | 6.0061 | 0 | 0.67289 | -0.67289 | 20.0157 | 86.9551 | 0 | 1.4804 | 1.4804 | 0.17636 | 1.4804 | 0 | 0.70317 | 0 | 0 | 6.0061
2025-06-08 20:00 | 0 | 0 | 132.7355 | 90 | 0 | 0 | 0.82618 | 0.82618 | 0.82618 | 0 | 0 | 0 | 0 | 0 | 0.86967 | 0.82618 | 0 | 0 | 1.9537 | 6.0061 | 0 | 0.86967 | -0.86967 | 19.0434 | 82.731 | 0 | 1.9133 | 1.9133 | 0.22794 | 1.9133 | 0 | 0.9088 | 0 | 0 | 6.0061
2025-06-08 21:00 | 0 | 0 | 144.5803 | 90 | 0 | 0 | 0.70485 | 0.70485 | 0.70485 | 0 | 0 | 0 | 0 | 0 | 0.74194 | 0.70485 | 0 | 0 | 2.5753 | 6.0061 | 0 | 0.74194 | -0.74194 | 18.2138 | 79.1273 | 0 | 1.6323 | 1.6323 | 0.19446 | 1.6323 | 0 | 0.77533 | 0 | 0 | 6.0061
2025-06-08 22:00 | 0 | 0 | 158.8868 | 90 | 0 | 0 | 0.60363 | 0.60363 | 0.60363 | 0 | 0 | 0 | 0 | 0 | 0.6354 | 0.60363 | 0 | 0 | 3.0372 | 6.0061 | 0 | 0.6354 | -0.6354 | 17.5034 | 76.0411 | 0 | 1.3979 | 1.3979 | 0.16654 | 1.3979 | 0 | 0.66399 | 0 | 0 | 6.0061
2025-06-08 23:00 | 0 | 0 | 175.2342 | 90 | 0 | 0 | 0.59183 | 0.59183 | 0.59183 | 0 | 0 | 0 | 0 | 0 | 0.62298 | 0.59183 | 0 | 0 | 3.4035 | 6.0061 | 0 | 0.62298 | -0.62298 | 16.8069 | 73.0152 | 0 | 1.3705 | 1.3705 | 0.16328 | 1.3705 | 0 | 0.65101 | 0 | 0 | 6.0061
2025-06-09 | 0 | 0 | -167.9498 | 90 | 0 | 0 | 0.43494 | 0.43494 | 0.43494 | 0 | 0 | 0 | 0 | 0 | 0.45783 | 0.43494 | 0 | 0 | 3.7752 | 6.0061 | 0 | 0.45783 | -0.45783 | 16.2951 | 70.7914 | 0 | 1.0072 | 1.0072 | 0.12 | 1.0072 | 0 | 0.47843 | 0 | 0 | 6.0061
2025-06-09 01:00 | 0 | 0 | -152.3942 | 90 | 0 | 0 | 0.36575 | 0.36575 | 0.36575 | 0 | 0 | 5.5511e-17 | 0 | 0 | 0.385 | 0.36575 | 0 | 0 | 4.0078 | 6.0061 | 0 | 0.385 | -0.385 | 15.8646 | 68.9215 | 0 | 0.84699 | 0.84699 | 0.10091 | 0.84699 | 0 | 0.40232 | 0 | 0 | 6.0061
2025-06-09 02:00 | 0 | 0 | -139.1833 | 90 | 0 | 0 | 0.22787 | 0.22787 | 0.22787 | 0 | 0 | 2.7756e-17 | 0 | 0 | 0.23986 | 0.22787 | 0 | 0 | 4.2046 | 5.9544 | 0 | 0.23986 | -0.23986 | 15.5965 | 67.7565 | 0 | 0.52769 | 0.52769 | 0.062867 | 0.52769 | 0 | 0.25065 | 0 | 0 | 5.9544
2025-06-09 03:00 | 0 | 0 | -128.3391 | 90 | 0 | 0 | 0.4344 | 0.4344 | 0.4344 | 0 | 0 | 0 | 0 | 0 | 0.45727 | 0.4344 | 0 | 0 | 4.2953 | 5.7146 | 0 | 0.45727 | -0.45727 | 15.0852 | 65.5354 | 0 | 1.006 | 1.006 | 0.11985 | 1.006 | 0 | 0.47784 | 0 | 0 | 5.7146
2025-06-09 04:00 | 0.0018795 | 0 | -119.3813 | 90 | 0 | 0 | 0.33133 | 0.33133 | 0.33133 | 0 | 0 | 0 | 0 | 0 | 0.34876 | 0.33133 | 0 | 0 | 4.614 | 5.2573 | 0 | 0.34876 | -0.34876 | 14.6953 | 63.8415 | 0 | 0.76728 | 0.76728 | 0.091411 | 0.76728 | 0 | 0.36446 | 0 | 0 | 5.2573
2025-06-09 05:00 | 0.019806 | 8.3494 | -111.7387 | 93.9191 | 0.01848 | 0.058771 | 0.45358 | 0.45358 | 0.45358 | 12.9572 | 0 | 5.5511e-17 | 0 | 0.058771 | 0.47745 | 0.45358 | 0 | 0 | 4.8163 | 4.9085 | 0 | 0.41868 | -0.41868 | 14.2272 | 61.8079 | 0 | 1.0504 | 1.0504 | 0.12514 | 1.0504 | 0 | 0.49893 | 0.047017 | 0 | 4.9673
2025-06-09 06:00 | 0.055634 | 20.4744 | -104.8811 | 80.1048 | 0.052153 | 0.16585 | 0.42549 | 0.42549 | 0.42549 | 38.98 | 0 | 0 | 0 | 0.16585 | 0.44788 | 0.42549 | 0 | 0 | 5.0896 | 4.4899 | 0 | 0.28202 | -0.28202 | 13.9119 | 60.438 | 0 | 0.98533 | 0.98533 | 0.11739 | 0.98533 | 0 | 0.46803 | 0.13268 | 0 | 4.6557
2025-06-09 07:00 | 0.12566 | 32.9831 | -98.2848 | 66.4014 | 0.11806 | 0.37546 | 0.35278 | 0.35278 | 0.35278 | 106.4283 | 0 | 0 | 0 | 0.37546 | 0.37135 | 0.35278 | 0 | 0 | 5.143 | 4.2078 | 0.0041104 | 0 | 0.0041104 | 13.9155 | 60.454 | 0 | 0.81696 | 0.81696 | 0.09733 | 0.81696 | 0 | 0.38806 | 0.30036 | 0 | 4.5833
2025-06-09 08:00 | 0.24632 | 45.7054 | -91.2673 | 53.0208 | 0.23171 | 0.73689 | 0.3289 | 0.3289 | 0.3289 | 224.0487 | 0 | 0 | 0 | 0.73689 | 0.34621 | 0.3289 | 0 | 0 | 5.1389 | 4.2111 | 0.39068 | 0 | 0.39068 | 14.265 | 61.9721 | 0 | 0.76165 | 0.76165 | 0.090741 | 0.76165 | 0 | 0.36179 | 0.58951 | 0 | 4.948
2025-06-09 09:00 | 0.44675 | 58.4527 | -82.477 | 40.3831 | 0.42001 | 1.3357 | 0.4044 | 0.4044 | 0.4044 | 330.2909 | 0 | 0 | 0 | 1.3357 | 0.42568 | 0.4044 | 0 | 0 | 4.8191 | 4.5237 | 0.91001 | 0 | 0.91001 | 15.0789 | 65.5081 | 0 | 0.9365 | 0.9365 | 0.11157 | 0.9365 | 0 | 0.44484 | 1.0686 | 0 | 5.8594
2025-06-09 10:00 | 0.43115 | 70.812 | -67.6003 | 29.5387 | 0.40756 | 1.2961 | 0.44587 | 0.44587 | 0.44587 | 290.6876 | 0 | 0 | 0 | 1.2961 | 0.46934 | 0.44587 | 0 | 0 | 4.1971 | 5.2517 | 0.82676 | 0 | 0.82676 | 15.8184 | 68.7207 | 0 | 1.0325 | 1.0325 | 0.12301 | 1.0325 | 0 | 0.49046 | 1.0369 | 0 | 6.5478
2025-06-09 11:00 | 0.94415 | 80.4638 | -24.3604 | 23.216 | 0.89481 | 2.8456 | 0.3567 | 0.3567 | 0.3567 | 797.765 | 0 | 0 | 0 | 2.8456 | 0.37548 | 0.3567 | 0 | 0 | 3.7298 | 5.9131 | 2.4702 | 0 | 2.4702 | 18.0278 | 78.319 | 0 | 0.82605 | 0.82605 | 0.098412 | 0.82605 | 0 | 0.39237 | 2.2765 | 0 | 8.7587
2025-06-09 12:00 | 0.79832 | 77.0518 | 50.0836 | 25.1233 | 0.75586 | 2.4038 | 0.82208 | 0.82208 | 0.82208 | 292.4008 | 0 | 0 | 0 | 2.4038 | 0.86535 | 0.82208 | 0 | 0 | 2.1144 | 6.0061 | 1.5384 | 0 | 1.5384 | 19.4038 | 84.2969 | 0 | 1.9038 | 1.9038 | 0.22681 | 1.9038 | 0 | 0.90429 | 1.923 | 0 | 8.4099
2025-06-09 13:00 | 0.59014 | 65.5623 | 75.3965 | 33.8946 | 0.55529 | 1.7659 | 0.41126 | 0.41126 | 0.41126 | 429.3965 | 0 | 0 | 0 | 1.7659 | 0.4329 | 0.41126 | 0 | 0 | 1.3844 | 6.0061 | 1.333 | 0 | 1.333 | 20.5961 | 89.4766 | 0 | 0.95238 | 0.95238 | 0.11346 | 0.95238 | 0 | 0.45238 | 1.4127 | 0 | 7.7721
2025-06-09 14:00 | 0.67859 | 52.9461 | 86.6517 | 45.72 | 0.61286 | 1.949 | 0.84684 | 0.84684 | 0.84684 | 230.1515 | 0.27624 | 0 | 0 | 1.949 | 0.89141 | 0.84684 | 0 | 0 | 0.78136 | 6.0061 | 0.78136 | 0 | 0.78136 | 21.295 | 92.5127 | 0 | 1.9611 | 1.9611 | 0.23364 | 1.9611 | 0 | 0.93152 | 1.5592 | 0 | 7.9552
2025-06-09 15:00 | 0.39415 | 40.1808 | 94.4178 | 58.7559 | 0.35627 | 1.133 | 0.63789 | 0.63789 | 0.63789 | 177.6182 | 0 | 0 | 0 | 1.133 | 0.67146 | 0.63789 | 0 | 0 | 0.53995 | 6.0061 | 0.46154 | 0 | 0.46154 | 21.7078 | 94.3062 | 0 | 1.4772 | 1.4772 | 0.17599 | 1.4772 | 0 | 0.70168 | 0.9064 | 0 | 7.1392
2025-06-09 16:00 | 0.32016 | 27.5309 | 101.1459 | 72.3105 | 0.25877 | 0.82294 | 0.60266 | 0.60266 | 0.60266 | 136.5506 | 0 | 0 | 0 | 0.82294 | 0.63438 | 0.60266 | 0 | 0 | 0.44491 | 6.0061 | 0.18856 | 0 | 0.18856 | 21.8764 | 95.0388 | 0 | 1.3956 | 1.3956 | 0.16627 | 1.3956 | 0 | 0.66293 | 0.65835 | 0 | 6.8291
2025-06-09 17:00 | 0.20245 | 15.1659 | 107.7867 | 86.0824 | 0.10108 | 0.32144 | 0.70906 | 0.70906 | 0.70906 | 45.3337 | 0 | 0 | 0 | 0.32144 | 0.74638 | 0.70906 | 0 | 0 | 0.46989 | 6.0061 | 0 | 0.42494 | -0.42494 | 21.4013 | 92.9749 | 0 | 1.642 | 1.642 | 0.19563 | 1.642 | 0 | 0.77997 | 0.25715 | 0 | 6.3276
2025-06-09 18:00 | 0.036284 | 3.2697 | 114.9217 | 99.8966 | 0.024129 | 0.076735 | 0.82767 | 0.82767 | 0.82767 | 9.2712 | 0 | 0 | 0 | 0.076735 | 0.87123 | 0.82767 | 0 | 0 | 0.94445 | 6.0061 | 0 | 0.7945 | -0.7945 | 20.513 | 89.1159 | 0 | 1.9167 | 1.9167 | 0.22835 | 1.9167 | 0 | 0.91044 | 0.061388 | 0 | 6.0829
2025-06-09 19:00 | 0 | 0 | 123.0658 | 90 | 0 | 0 | 0.85644 | 0.85644 | 0.85644 | 0 | 0 | 1.1102e-16 | 0 | 0 | 0.90151 | 0.85644 | 0 | 0 | 1.6323 | 6.0061 | 0 | 0.90151 | -0.90151 | 19.5051 | 84.7371 | 0 | 1.9833 | 1.9833 | 0.23629 | 1.9833 | 0 | 0.94208 | 0 | 0 | 6.0061
2025-06-09 20:00 | 0 | 0 | 132.7699 | 90 | 0 | 0 | 0.94923 | 0.94923 | 0.94923 | 0 | 0 | 1.1102e-16 | 0 | 0 | 0.99919 | 0.94923 | 0 | 0 | 2.3075 | 6.0061 | 0 | 0.99919 | -0.99919 | 18.388 | 79.8839 | 0 | 2.1982 | 2.1982 | 0.26189 | 2.1982 | 0 | 1.0442 | 0 | 0 | 6.0061
2025-06-09 21:00 | 0 | 0 | 144.5965 | 90 | 0 | 0 | 0.8125 | 0.8125 | 0.8125 | 0 | 0 | 0 | 0 | 0 | 0.85526 | 0.8125 | 0 | 0 | 3.0061 | 6.0061 | 0 | 0.85526 | -0.85526 | 17.4318 | 75.7298 | 0 | 1.8816 | 1.8816 | 0.22416 | 1.8816 | 0 | 0.89375 | 0 | 0 | 6.0061
2025-06-09 22:00 | 0 | 0 | 158.8763 | 90 | 0 | 0 | 0.63714 | 0.63714 | 0.63714 | 0 | 0 | 1.1102e-16 | 0 | 0 | 0.67067 | 0.63714 | 0 | 0 | 3.5326 | 6.0061 | 0 | 0.67067 | -0.67067 | 16.682 | 72.4723 | 0 | 1.4755 | 1.4755 | 0.17578 | 1.4755 | 0 | 0.70085 | 0 | 0 | 6.0061
2025-06-09 23:00 | 0 | 0 | 175.1908 | 90 | 0 | 0 | 0.78241 | 0.78241 | 0.78241 | 0 | 0 | 0 | 0 | 0 | 0.82359 | 0.78241 | 0 | 0 | 3.8969 | 6.0061 | 0 | 0.82359 | -0.82359 | 15.7612 | 68.472 | 0 | 1.8119 | 1.8119 | 0.21586 | 1.8119 | 0 | 0.86065 | 0 | 0 | 6.0061
2025-06-10 | 0 | 0 | -168.0227 | 90 | 0 | 0 | 0.41888 | 0.41888 | 0.41888 | 0 | 0 | 5.5511e-17 | 0 | 0 | 0.44092 | 0.41888 | 0 | 0 | 4.4283 | 5.8619 | 0 | 0.44092 | -0.44092 | 15.2682 | 66.3303 | 0 | 0.97003 | 0.97003 | 0.11557 | 0.97003 | 0 | 0.46076 | 0 | 0 | 5.8619
2025-06-10 01:00 | 0 | 0 | -152.4836 | 90 | 0 | 0 | 0.27021 | 0.27021 | 0.27021 | 0 | 0 | 5.5511e-17 | 0 | 0 | 0.28443 | 0.27021 | 0 | 0 | 4.6059 | 5.421 | 0 | 0.28443 | -0.28443 | 14.9502 | 64.9488 | 0 | 0.62576 | 0.62576 | 0.07455 | 0.62576 | 0 | 0.29723 | 0 | 0 | 5.421
2025-06-10 02:00 | 0 | 0 | -139.2789 | 90 | 0 | 0 | 0.58867 | 0.58867 | 0.58867 | 0 | 0 | 0 | 0 | 0 | 0.61965 | 0.58867 | 0 | 0 | 4.6977 | 5.1365 | 0 | 0.61965 | -0.61965 | 14.2574 | 61.9391 | 0 | 1.3632 | 1.3632 | 0.16241 | 1.3632 | 0 | 0.64754 | 0 | 0 | 5.1365
2025-06-10 03:00 | 0 | 0 | -128.4358 | 90 | 0 | 0 | 0.51828 | 0.51828 | 0.51828 | 0 | 0 | 1.1102e-16 | 0 | 0 | 0.54556 | 0.51828 | 0 | 0 | 5.1381 | 4.5169 | 0 | 0.54556 | -0.54556 | 13.6474 | 59.2892 | 0 | 1.2002 | 1.2002 | 0.14299 | 1.2002 | 0 | 0.57011 | 0 | 0 | 4.5169
2025-06-10 04:00 | 0.0033194 | 0 | -119.4782 | 90 | 0 | 0 | 0.4152 | 0.4152 | 0.4152 | 0 | 0 | 5.5511e-17 | 0 | 0 | 0.43705 | 0.4152 | 0 | 0 | 5.143 | 3.9713 | 0 | 0.43705 | -0.43705 | 13.1588 | 57.1664 | 0 | 0.96151 | 0.96151 | 0.11455 | 0.96151 | 0 | 0.45672 | 0 | 0 | 3.9713
2025-06-10 05:00 | 0.090707 | 8.3568 | -111.8377 | 93.9604 | 0.054308 | 0.17271 | 0.26493 | 0.26493 | 0.26493 | 65.1898 | 0 | 0 | 0 | 0.17271 | 0.27887 | 0.26493 | 0 | 0 | 5.143 | 3.5343 | 0 | 0.10617 | -0.10617 | 13.0401 | 56.6508 | 0 | 0.61352 | 0.61352 | 0.073093 | 0.61352 | 0 | 0.29142 | 0.13817 | 0 | 3.707
2025-06-10 06:00 | 0.27142 | 20.4747 | -104.986 | 80.1551 | 0.17638 | 0.56091 | 0.37408 | 0.37408 | 0.37408 | 149.9436 | 0 | 0 | 0 | 0.56091 | 0.39377 | 0.37408 | 0 | 0 | 5.143 | 3.4281 | 0.16714 | 0 | 0.16714 | 13.1896 | 57.3002 | 0 | 0.8663 | 0.8663 | 0.10321 | 0.8663 | 0 | 0.41149 | 0.44873 | 0 | 3.989
2025-06-10 07:00 | 0.37921 | 32.9785 | -98.4018 | 66.4607 | 0.32077 | 1.0201 | 0.26782 | 0.26782 | 0.26782 | 380.8865 | 0 | 0 | 0 | 1.0201 | 0.28192 | 0.26782 | 0 | 0 | 5.143 | 3.5618 | 0.73818 | 0 | 0.73818 | 13.8498 | 60.1686 | 0 | 0.62021 | 0.62021 | 0.07389 | 0.62021 | 0 | 0.2946 | 0.81607 | 0 | 4.5819
2025-06-10 08:00 | 0.45547 | 45.6984 | -91.4076 | 53.0903 | 0.4154 | 1.321 | 0.4025 | 0.4025 | 0.4025 | 328.2116 | 0 | 0 | 0 | 1.321 | 0.42368 | 0.4025 | 0 | 0 | 4.9525 | 4.1524 | 0.89736 | 0 | 0.89736 | 14.6525 | 63.6554 | 0 | 0.93209 | 0.93209 | 0.11105 | 0.93209 | 0 | 0.44275 | 1.0568 | 0 | 5.4734
2025-06-10 09:00 | 0.45476 | 58.4476 | -82.6644 | 40.4647 | 0.42726 | 1.3587 | 0.40941 | 0.40941 | 0.40941 | 331.8828 | 0 | 0 | 0 | 1.3587 | 0.43095 | 0.40941 | 0 | 0 | 4.3946 | 4.8702 | 0.92779 | 0 | 0.92779 | 15.4823 | 67.2605 | 0 | 0.9481 | 0.9481 | 0.11295 | 0.9481 | 0 | 0.45035 | 1.087 | 0 | 6.229
2025-06-10 10:00 | 0.88358 | 70.8199 | -67.8983 | 29.6334 | 0.82837 | 2.6344 | 0.34894 | 0.34894 | 0.34894 | 754.9559 | 0 | 0 | 0 | 2.6344 | 0.36731 | 0.34894 | 0 | 0 | 3.8773 | 5.6125 | 2.2671 | 0 | 2.2671 | 17.51 | 76.0696 | 0 | 0.80808 | 0.80808 | 0.096271 | 0.80808 | 0 | 0.38384 | 2.1075 | 0 | 8.2468
2025-06-10 11:00 | 0.68772 | 80.5281 | -24.8104 | 23.3106 | 0.65281 | 2.0761 | 0.39978 | 0.39978 | 0.39978 | 519.3025 | 0 | 0 | 0 | 2.0761 | 0.42082 | 0.39978 | 0 | 0 | 2.43 | 6.0061 | 1.6552 | 0 | 1.6552 | 18.9905 | 82.5014 | 0 | 0.9258 | 0.9258 | 0.1103 | 0.9258 | 0 | 0.43976 | 1.6608 | 0 | 8.0822
2025-06-10 12:00 | 0.62458 | 77.1448 | 50.2246 | 25.1832 | 0.5921 | 1.883 | 0.76538 | 0.76538 | 0.76538 | 246.0177 | 0 | 0 | 0 | 1.883 | 0.80567 | 0.76538 | 0 | 0 | 1.6008 | 6.0061 | 1.0773 | 0 | 1.0773 | 19.9541 | 86.6876 | 0 | 1.7725 | 1.7725 | 0.21116 | 1.7725 | 0 | 0.84192 | 1.5064 | 0 | 7.8891
2025-06-10 13:00 | 0.8484 | 65.6407 | 75.5395 | 33.9157 | 0.7884 | 2.5073 | 0.89834 | 0.89834 | 0.89834 | 279.0984 | 0.37266 | 0 | 0 | 2.5073 | 0.94562 | 0.89834 | 0 | 0 | 1.189 | 6.0061 | 1.189 | 0 | 1.189 | 21.0175 | 91.3076 | 0 | 2.0804 | 2.0804 | 0.24785 | 2.0804 | 0 | 0.98818 | 2.0058 | 0 | 8.5134
2025-06-10 14:00 | 0.89808 | 53.0204 | 86.7584 | 45.7162 | 0.80125 | 2.5481 | 0.89588 | 0.89588 | 0.89588 | 284.4265 | 0.97823 | 0 | 0 | 2.5481 | 0.94303 | 0.89588 | 0 | 0 | 0.62686 | 6.0061 | 0.62686 | 0 | 0.62686 | 21.5782 | 93.7434 | 0 | 2.0747 | 2.0747 | 0.24717 | 2.0747 | 0 | 0.98547 | 2.0385 | 0 | 8.5543
2025-06-10 15:00 | 0.63124 | 40.2553 | 94.5016 | 58.736 | 0.52327 | 1.6641 | 0.88694 | 0.88694 | 0.88694 | 187.6204 | 0.27926 | 0 | 0 | 1.6641 | 0.93363 | 0.88694 | 0 | 0 | 0.4512 | 6.0061 | 0.4512 | 0 | 0.4512 | 21.9818 | 95.4966 | 0 | 2.054 | 2.054 | 0.2447 | 2.054 | 0 | 0.97564 | 1.3313 | 0 | 7.6702
2025-06-10 16:00 | 0.24538 | 27.6077 | 101.215 | 72.2789 | 0.21818 | 0.69386 | 0.77908 | 0.77908 | 0.77908 | 89.0612 | 0 | 0 | 0 | 0.69386 | 0.82009 | 0.77908 | 0 | 0 | 0.32477 | 6.0061 | 0 | 0.12623 | -0.12623 | 21.8407 | 94.8835 | 0 | 1.8042 | 1.8042 | 0.21494 | 1.8042 | 0 | 0.85699 | 0.55509 | 0 | 6.7
2025-06-10 17:00 | 0.09952 | 15.2462 | 107.8453 | 86.0411 | 0.090428 | 0.28758 | 0.96392 | 0.96392 | 0.96392 | 29.8342 | 0 | 0 | 0 | 0.28758 | 1.0147 | 0.96392 | 0 | 0 | 0.58003 | 6.0061 | 0 | 0.72707 | -0.72707 | 21.0278 | 91.352 | 0 | 2.2322 | 2.2322 | 0.26594 | 2.2322 | 0 | 1.0603 | 0.23006 | 0 | 6.2937
2025-06-10 18:00 | 0.014726 | 3.3544 | 114.9715 | 99.8464 | 0.013635 | 0.043362 | 0.78136 | 0.78136 | 0.78136 | 5.5495 | 0 | 1.1102e-16 | 0 | 0.043362 | 0.82249 | 0.78136 | 0 | 0 | 1.2748 | 6.0061 | 0 | 0.77913 | -0.77913 | 20.1567 | 87.5677 | 0 | 1.8095 | 1.8095 | 0.21557 | 1.8095 | 0 | 0.8595 | 0.034689 | 0 | 6.0495
2025-06-10 19:00 | 0 | 0 | 123.1065 | 90 | 0 | 0 | 0.87881 | 0.87881 | 0.87881 | 0 | 0 | 1.1102e-16 | 0 | 0 | 0.92506 | 0.87881 | 0 | 0 | 1.8801 | 6.0061 | 0 | 0.92506 | -0.92506 | 19.1224 | 83.0746 | 0 | 2.0351 | 2.0351 | 0.24246 | 2.0351 | 0 | 0.96669 | 0 | 0 | 6.0061
2025-06-10 20:00 | 0 | 0 | 132.7987 | 90 | 0 | 0 | 1.0698 | 1.0698 | 1.0698 | 0 | 0 | 2.2204e-16 | 0 | 0 | 1.1261 | 1.0698 | 0 | 0 | 2.5486 | 6.0061 | 0 | 1.1261 | -1.1261 | 17.8634 | 77.6049 | 0 | 2.4774 | 2.4774 | 0.29515 | 2.4774 | 0 | 1.1768 | 0 | 0 | 6.0061
2025-06-10 21:00 | 0 | 0 | 144.6077 | 90 | 0 | 0 | 0.92003 | 0.92003 | 0.92003 | 0 | 0 | 1.1102e-16 | 0 | 0 | 0.96846 | 0.92003 | 0 | 0 | 3.3453 | 6.0061 | 0 | 0.96846 | -0.96846 | 16.7806 | 72.9009 | 0 | 2.1306 | 2.1306 | 0.25383 | 2.1306 | 0 | 1.012 | 0 | 0 | 6.0061
2025-06-10 22:00 | 0 | 0 | 158.8619 | 90 | 0 | 0 | 0.70597 | 0.70597 | 0.70597 | 0 | 0 | 1.1102e-16 | 0 | 0 | 0.74312 | 0.70597 | 0 | 0 | 3.9468 | 6.0061 | 0 | 0.74312 | -0.74312 | 15.9498 | 69.2915 | 0 | 1.6349 | 1.6349 | 0.19477 | 1.6349 | 0 | 0.77656 | 0 | 0 | 6.0061
2025-06-10 23:00 | 0 | 0 | 175.1455 | 90 | 0 | 0 | 0.89603 | 0.89603 | 0.89603 | 0 | 0 | 0 | 0 | 0 | 0.94319 | 0.89603 | 0 | 0 | 4.347 | 6.0061 | 0 | 0.94319 | -0.94319 | 14.8953 | 64.7103 | 0 | 2.075 | 2.075 | 0.24721 | 2.075 | 0 | 0.98563 | 0 | 0 | 6.0061
2025-06-11 | 0 | 0 | -168.0949 | 90 | 0 | 0 | 0.23227 | 0.23227 | 0.23227 | 0 | 0 | 2.7756e-17 | 0 | 0 | 0.2445 | 0.23227 | 0 | 0 | 4.9618 | 5.0874 | 0 | 0.2445 | -0.2445 | 14.6219 | 63.5228 | 0 | 0.5379 | 0.5379 | 0.064083 | 0.5379 | 0 | 0.2555 | 0 | 0 | 5.0874
2025-06-11 01:00 | 0 | 0 | -152.5705 | 90 | 0 | 0 | 0.2583 | 0.2583 | 0.2583 | 0 | 0 | 0 | 0 | 0 | 0.27189 | 0.2583 | 0 | 0 | 4.9343 | 4.8429 | 0 | 0.27189 | -0.27189 | 14.3179 | 62.2021 | 0 | 0.59816 | 0.59816 | 0.071262 | 0.59816 | 0 | 0.28413 | 0 | 0 | 4.8429
2025-06-11 02:00 | 0 | 0 | -139.3709 | 90 | 0 | 0 | 0.32103 | 0.32103 | 0.32103 | 0 | 0 | 0 | 0 | 0 | 0.33793 | 0.32103 | 0 | 0 | 5.0325 | 4.571 | 0 | 0.33793 | -0.33793 | 13.9401 | 60.5608 | 0 | 0.74344 | 0.74344 | 0.088571 | 0.74344 | 0 | 0.35314 | 0 | 0 | 4.571
2025-06-11 03:00 | 0 | 0 | -128.5281 | 90 | 0 | 0 | 0.51337 | 0.51337 | 0.51337 | 0 | 0 | 0 | 0 | 0 | 0.54039 | 0.51337 | 0 | 0 | 5.143 | 4.2331 | 0 | 0.54039 | -0.54039 | 13.336 | 57.9361 | 0 | 1.1888 | 1.1888 | 0.14164 | 1.1888 | 0 | 0.5647 | 0 | 0 | 4.2331
2025-06-11 04:00 | 0.0018382 | 0 | -119.5703 | 90 | 0 | 0 | 0.33283 | 0.33283 | 0.33283 | 0 | 0 | 5.5511e-17 | 0 | 0 | 0.35035 | 0.33283 | 0 | 0 | 5.143 | 3.6927 | 0 | 0.35035 | -0.35035 | 12.9443 | 56.2343 | 0 | 0.77077 | 0.77077 | 0.091827 | 0.77077 | 0 | 0.36612 | 0 | 0 | 3.6927
2025-06-11 05:00 | 0.067992 | 8.3599 | -111.9313 | 94.0028 | 0.056145 | 0.17855 | 0.38021 | 0.38021 | 0.38021 | 46.9614 | 0 | 5.5511e-17 | 0 | 0.17855 | 0.40022 | 0.38021 | 0 | 0 | 5.143 | 3.3424 | 0 | 0.22167 | -0.22167 | 12.6964 | 55.1577 | 0 | 0.88048 | 0.88048 | 0.1049 | 0.88048 | 0 | 0.41823 | 0.14284 | 0 | 3.5209
2025-06-11 06:00 | 0.16162 | 20.4711 | -105.0848 | 80.2057 | 0.14401 | 0.45799 | 0.37474 | 0.37474 | 0.37474 | 122.2139 | 0 | 0 | 0 | 0.45799 | 0.39447 | 0.37474 | 0 | 0 | 5.143 | 3.1207 | 0.063522 | 0 | 0.063522 | 12.7532 | 55.4045 | 0 | 0.86782 | 0.86782 | 0.10339 | 0.86782 | 0 | 0.41222 | 0.36639 | 0 | 3.5787
2025-06-11 07:00 | 0.1777 | 32.9702 | -98.5118 | 66.5197 | 0.1666 | 0.52982 | 0.30335 | 0.30335 | 0.30335 | 174.6537 | 0 | 0 | 0 | 0.52982 | 0.31932 | 0.30335 | 0 | 0 | 5.143 | 3.1715 | 0.2105 | 0 | 0.2105 | 12.9415 | 56.2224 | 0 | 0.7025 | 0.7025 | 0.083693 | 0.7025 | 0 | 0.33369 | 0.42385 | 0 | 3.7013
2025-06-11 08:00 | 0.31681 | 45.6878 | -91.5393 | 53.1586 | 0.29666 | 0.94341 | 0.37999 | 0.37999 | 0.37999 | 248.2758 | 0 | 0 | 0 | 0.94341 | 0.39999 | 0.37999 | 0 | 0 | 5.143 | 3.3399 | 0.54343 | 0 | 0.54343 | 13.4276 | 58.334 | 0 | 0.87997 | 0.87997 | 0.10484 | 0.87997 | 0 | 0.41799 | 0.75473 | 0 | 4.2833
2025-06-11 09:00 | 0.75129 | 58.4387 | -82.8407 | 40.5439 | 0.68723 | 2.1855 | 0.31288 | 0.31288 | 0.31288 | 698.5195 | 0 | 0 | 0 | 2.1855 | 0.32934 | 0.31288 | 0 | 0 | 5.143 | 3.7747 | 1.8562 | 0 | 1.8562 | 15.0878 | 65.5465 | 0 | 0.72455 | 0.72455 | 0.086321 | 0.72455 | 0 | 0.34416 | 1.7484 | 0 | 5.9602
2025-06-11 10:00 | 0.89147 | 70.8231 | -68.1802 | 29.7236 | 0.83497 | 2.6553 | 0.30129 | 0.30129 | 0.30129 | 881.3135 | 0 | 0 | 0 | 2.6553 | 0.31715 | 0.30129 | 0 | 0 | 3.9517 | 5.2596 | 2.3382 | 0 | 2.3382 | 17.1791 | 74.6321 | 0 | 0.69773 | 0.69773 | 0.083125 | 0.69773 | 0 | 0.33142 | 2.1243 | 0 | 7.9149
2025-06-11 11:00 | 1.0724 | 80.5851 | -25.2553 | 23.3988 | 1.0143 | 3.2255 | 0.32769 | 0.32769 | 0.32769 | 984.3344 | 0.34549 | 0 | 0 | 3.2255 | 0.34493 | 0.32769 | 0 | 0 | 2.5351 | 6.0061 | 2.5351 | 0 | 2.5351 | 19.4466 | 84.4827 | 0 | 0.75885 | 0.75885 | 0.090407 | 0.75885 | 0 | 0.36046 | 2.5804 | 0 | 9.2317
2025-06-11 12:00 | 1.0242 | 77.2337 | 50.3428 | 25.2367 | 0.966 | 3.0721 | 0.83457 | 0.83457 | 0.83457 | 368.1006 | 1.0745 | 0 | 0 | 3.0721 | 0.8785 | 0.83457 | 0 | 0 | 1.119 | 6.0061 | 1.119 | 0 | 1.119 | 20.4475 | 88.831 | 0 | 1.9327 | 1.9327 | 0.23025 | 1.9327 | 0 | 0.91803 | 2.4576 | 0 | 9.0782
2025-06-11 13:00 | 0.96688 | 65.7169 | 75.6676 | 33.932 | 0.89619 | 2.85 | 0.68013 | 0.68013 | 0.68013 | 419.0405 | 1.3286 | 0 | 0 | 2.85 | 0.71593 | 0.68013 | 0 | 0 | 0.80546 | 6.0061 | 0.80546 | 0 | 0.80546 | 21.1679 | 91.9608 | 0 | 1.575 | 1.575 | 0.18764 | 1.575 | 0 | 0.74814 | 2.28 | 0 | 8.8562
2025-06-11 14:00 | 0.87608 | 53.0929 | 86.8544 | 45.7089 | 0.78121 | 2.4844 | 0.61913 | 0.61913 | 0.61913 | 401.2717 | 1.2529 | 0 | 0 | 2.4844 | 0.65171 | 0.61913 | 0 | 0 | 0.57975 | 6.0061 | 0.57975 | 0 | 0.57975 | 21.6865 | 94.2135 | 0 | 1.4338 | 1.4338 | 0.17081 | 1.4338 | 0 | 0.68104 | 1.9875 | 0 | 8.4905
2025-06-11 15:00 | 0.66478 | 40.328 | 94.5769 | 58.7135 | 0.54885 | 1.7454 | 0.58842 | 0.58842 | 0.58842 | 296.6326 | 0.70876 | 0 | 0 | 1.7454 | 0.61939 | 0.58842 | 0 | 0 | 0.4173 | 6.0061 | 0.4173 | 0 | 0.4173 | 22.0597 | 95.835 | 0 | 1.3627 | 1.3627 | 0.16234 | 1.3627 | 0 | 0.64726 | 1.3964 | 0 | 7.7516
2025-06-11 16:00 | 0.46544 | 27.6825 | 101.2767 | 72.2455 | 0.32135 | 1.0219 | 0.54567 | 0.54567 | 0.54567 | 187.2836 | 0.1472 | 0 | 0 | 1.0219 | 0.57438 | 0.54567 | 0 | 0 | 0.30036 | 6.0061 | 0.30036 | 0 | 0.30036 | 22.3283 | 97.0021 | 0 | 1.2636 | 1.2636 | 0.15055 | 1.2636 | 0 | 0.60023 | 0.81755 | 0 | 7.0281
2025-06-11 17:00 | 0.22467 | 15.3242 | 107.8973 | 85.9986 | 0.093653 | 0.29783 | 0.63911 | 0.63911 | 0.63911 | 46.6011 | 0 | 0 | 0 | 0.29783 | 0.67275 | 0.63911 | 0 | 0 | 0.21619 | 6.0061 | 0 | 0.37492 | -0.37492 | 21.9092 | 95.1811 | 0 | 1.48 | 1.48 | 0.17633 | 1.48 | 0 | 0.70302 | 0.23827 | 0 | 6.304
2025-06-11 18:00 | 0.057752 | 3.4362 | 115.0152 | 99.7957 | 0.0086945 | 0.02765 | 0.45176 | 0.45176 | 0.45176 | 6.1204 | 0 | 0 | 0 | 0.02765 | 0.47554 | 0.45176 | 0 | 0 | 0.64704 | 6.0061 | 0 | 0.44789 | -0.44789 | 21.4084 | 93.0057 | 0 | 1.0462 | 1.0462 | 0.12464 | 1.0462 | 0 | 0.49694 | 0.02212 | 0 | 6.0338
2025-06-11 19:00 | 0 | 0 | 123.1413 | 90 | 0 | 0 | 0.79448 | 0.79448 | 0.79448 | 0 | 0 | 1.1102e-16 | 0 | 0 | 0.8363 | 0.79448 | 0 | 0 | 1.0323 | 6.0061 | 0 | 0.8363 | -0.8363 | 20.4734 | 88.9437 | 0 | 1.8398 | 1.8398 | 0.21919 | 1.8398 | 0 | 0.87393 | 0 | 0 | 6.0061
2025-06-11 20:00 | 0 | 0 | 132.8219 | 90 | 0 | 0 | 0.68705 | 0.68705 | 0.68705 | 0 | 0 | 0 | 0 | 0 | 0.72321 | 0.68705 | 0 | 0 | 1.706 | 6.0061 | 0 | 0.72321 | -0.72321 | 19.6648 | 85.4309 | 0 | 1.5911 | 1.5911 | 0.18955 | 1.5911 | 0 | 0.75575 | 0 | 0 | 6.0061
2025-06-11 21:00 | 0 | 0 | 144.6139 | 90 | 0 | 0 | 0.51881 | 0.51881 | 0.51881 | 0 | 0 | 0 | 0 | 0 | 0.54612 | 0.51881 | 0 | 0 | 2.1922 | 6.0061 | 0 | 0.54612 | -0.54612 | 19.0543 | 82.7784 | 0 | 1.2015 | 1.2015 | 0.14314 | 1.2015 | 0 | 0.57069 | 0 | 0 | 6.0061
2025-06-11 22:00 | 0 | 0 | 158.8439 | 90 | 0 | 0 | 0.77274 | 0.77274 | 0.77274 | 0 | 0 | 1.1102e-16 | 0 | 0 | 0.81341 | 0.77274 | 0 | 0 | 2.4993 | 6.0061 | 0 | 0.81341 | -0.81341 | 18.1448 | 78.8276 | 0 | 1.7895 | 1.7895 | 0.21319 | 1.7895 | 0 | 0.85001 | 0 | 0 | 6.0061
2025-06-11 23:00 | 0 | 0 | 175.0986 | 90 | 0 | 0 | 0.71414 | 0.71414 | 0.71414 | 0 | 0 | 1.1102e-16 | 0 | 0 | 0.75173 | 0.71414 | 0 | 0 | 3.0646 | 6.0061 | 0 | 0.75173 | -0.75173 | 17.3044 | 75.1763 | 0 | 1.6538 | 1.6538 | 0.19703 | 1.6538 | 0 | 0.78556 | 0 | 0 | 6.0061
2025-06-12 | 0 | 0 | -168.1664 | 90 | 0 | 0 | 0.56162 | 0.56162 | 0.56162 | 0 | 0 | 1.1102e-16 | 0 | 0 | 0.59117 | 0.56162 | 0 | 0 | 3.5415 | 6.0061 | 0 | 0.59117 | -0.59117 | 16.6434 | 72.3049 | 0 | 1.3006 | 1.3006 | 0.15495 | 1.3006 | 0 | 0.61778 | 0 | 0 | 6.0061
2025-06-12 01:00 | 0 | 0 | -152.6549 | 90 | 0 | 0 | 0.37011 | 0.37011 | 0.37011 | 0 | 0 | 5.5511e-17 | 0 | 0 | 0.38959 | 0.37011 | 0 | 0 | 3.8694 | 6.0061 | 0 | 0.38959 | -0.38959 | 16.2079 | 70.4126 | 0 | 0.8571 | 0.8571 | 0.10211 | 0.8571 | 0 | 0.40712 | 0 | 0 | 6.0061
2025-06-12 02:00 | 0 | 0 | -139.4591 | 90 | 0 | 0 | 0.49743 | 0.49743 | 0.49743 | 0 | 0 | 0 | 0 | 0 | 0.52361 | 0.49743 | 0 | 0 | 4.039 | 6.0061 | 0 | 0.52361 | -0.52361 | 15.6225 | 67.8694 | 0 | 1.1519 | 1.1519 | 0.13724 | 1.1519 | 0 | 0.54717 | 0 | 0 | 6.0061
2025-06-12 03:00 | 0 | 0 | -128.6159 | 90 | 0 | 0 | 0.33755 | 0.33755 | 0.33755 | 0 | 0 | 5.5511e-17 | 0 | 0 | 0.35531 | 0.33755 | 0 | 0 | 4.3699 | 5.7378 | 0 | 0.35531 | -0.35531 | 15.2252 | 66.1436 | 0 | 0.78168 | 0.78168 | 0.093127 | 0.78168 | 0 | 0.3713 | 0 | 0 | 5.7378
2025-06-12 04:00 | 0.0032202 | 0 | -119.6573 | 90 | 0 | 0 | 0.30425 | 0.30425 | 0.30425 | 0 | 0 | 5.5511e-17 | 0 | 0 | 0.32027 | 0.30425 | 0 | 0 | 4.547 | 5.3825 | 0 | 0.32027 | -0.32027 | 14.8671 | 64.588 | 0 | 0.70459 | 0.70459 | 0.083942 | 0.70459 | 0 | 0.33468 | 0 | 0 | 5.3825
2025-06-12 05:00 | 0.090389 | 8.3588 | -112.0194 | 94.0463 | 0.054452 | 0.17317 | 0.27522 | 0.27522 | 0.27522 | 62.919 | 0 | 5.5511e-17 | 0 | 0.17317 | 0.2897 | 0.27522 | 0 | 0 | 4.7175 | 5.0622 | 0 | 0.11654 | -0.11654 | 14.7368 | 64.022 | 0 | 0.63735 | 0.63735 | 0.075931 | 0.63735 | 0 | 0.30274 | 0.13853 | 0 | 5.2354
2025-06-12 06:00 | 0.24117 | 20.4635 | -105.1776 | 80.2568 | 0.17397 | 0.55326 | 0.33148 | 0.33148 | 0.33148 | 166.9094 | 0 | 0 | 0 | 0.55326 | 0.34892 | 0.33148 | 0 | 0 | 4.7216 | 4.9457 | 0.20434 | 0 | 0.20434 | 14.9196 | 64.816 | 0 | 0.76763 | 0.76763 | 0.091452 | 0.76763 | 0 | 0.36462 | 0.44261 | 0 | 5.499
2025-06-12 07:00 | 0.48455 | 32.9582 | -98.6148 | 66.5784 | 0.37663 | 1.1978 | 0.39054 | 0.39054 | 0.39054 | 306.6925 | 0 | 0 | 0 | 1.1978 | 0.41109 | 0.39054 | 0 | 0 | 4.513 | 5.1092 | 0.78666 | 0 | 0.78666 | 15.6232 | 67.8727 | 0 | 0.9044 | 0.9044 | 0.10775 | 0.9044 | 0 | 0.42959 | 0.9582 | 0 | 6.3069
2025-06-12 08:00 | 0.64939 | 45.6736 | -91.6625 | 53.2256 | 0.56211 | 1.7876 | 0.44417 | 0.44417 | 0.44417 | 402.4573 | 0 | 0 | 0 | 1.7876 | 0.46755 | 0.44417 | 0 | 0 | 3.9466 | 5.7385 | 1.3201 | 0 | 1.3201 | 16.8039 | 73.002 | 0 | 1.0286 | 1.0286 | 0.12254 | 1.0286 | 0 | 0.48859 | 1.4301 | 0 | 7.5261
2025-06-12 09:00 | 0.73664 | 58.426 | -83.0055 | 40.6205 | 0.67403 | 2.1435 | 0.35428 | 0.35428 | 0.35428 | 605.0346 | 0 | 0 | 0 | 2.1435 | 0.37293 | 0.35428 | 0 | 0 | 3.0957 | 6.0061 | 1.7706 | 0 | 1.7706 | 18.3876 | 79.8821 | 0 | 0.82044 | 0.82044 | 0.097745 | 0.82044 | 0 | 0.38971 | 1.7148 | 0 | 8.1497
2025-06-12 10:00 | 0.83401 | 70.8217 | -68.4457 | 29.8095 | 0.78165 | 2.4858 | 0.44953 | 0.44953 | 0.44953 | 552.9683 | 0 | 0 | 0 | 2.4858 | 0.47319 | 0.44953 | 0 | 0 | 2.0304 | 6.0061 | 2.0126 | 0 | 2.0126 | 20.1877 | 87.7024 | 0 | 1.041 | 1.041 | 0.12402 | 1.041 | 0 | 0.49449 | 1.9886 | 0 | 8.4919
2025-06-12 11:00 | 0.66726 | 80.6351 | -25.6937 | 23.4804 | 0.63293 | 2.0128 | 0.43636 | 0.43636 | 0.43636 | 461.2765 | 0.65887 | 0 | 0 | 2.0128 | 0.45933 | 0.43636 | 0 | 0 | 0.89463 | 6.0061 | 0.89463 | 0 | 0.89463 | 20.9879 | 91.1787 | 0 | 1.0105 | 1.0105 | 0.12039 | 1.0105 | 0 | 0.48 | 1.6103 | 0 | 8.019
2025-06-12 12:00 | 0.80742 | 77.3184 | 50.4377 | 25.2839 | 0.76301 | 2.4265 | 0.98363 | 0.98363 | 0.98363 | 246.6889 | 0.75495 | 0 | 0 | 2.4265 | 1.0354 | 0.98363 | 0 | 0 | 0.63616 | 6.0061 | 0.63616 | 0 | 0.63616 | 21.5569 | 93.6506 | 0 | 2.2779 | 2.2779 | 0.27138 | 2.2779 | 0 | 1.082 | 1.9412 | 0 | 8.4327
2025-06-12 13:00 | 0.73387 | 65.7908 | 75.7806 | 33.9435 | 0.6846 | 2.1771 | 0.8817 | 0.8817 | 0.8817 | 246.9247 | 0.79114 | 0 | 0 | 2.1771 | 0.92811 | 0.8817 | 0 | 0 | 0.45789 | 6.0061 | 0.45789 | 0 | 0.45789 | 21.9664 | 95.4298 | 0 | 2.0418 | 2.0418 | 0.24326 | 2.0418 | 0 | 0.96987 | 1.7417 | 0 | 8.1833
2025-06-12 14:00 | 0.61021 | 53.1635 | 86.9398 | 45.6982 | 0.55575 | 1.7674 | 0.78856 | 0.78856 | 0.78856 | 224.1287 | 0.60774 | 0 | 0 | 1.7674 | 0.83006 | 0.78856 | 0 | 0 | 0.32958 | 6.0061 | 0.32958 | 0 | 0.32958 | 22.2612 | 96.7105 | 0 | 1.8261 | 1.8261 | 0.21756 | 1.8261 | 0 | 0.86741 | 1.4139 | 0 | 7.7735
2025-06-12 15:00 | 0.36866 | 40.3989 | 94.6437 | 58.6886 | 0.3364 | 1.0698 | 0.80373 | 0.80373 | 0.80373 | 133.1052 | 0 | 0 | 0 | 1.0698 | 0.84603 | 0.80373 | 0 | 0 | 0.23723 | 6.0061 | 0.22378 | 0 | 0.22378 | 22.4614 | 97.58 | 0 | 1.8613 | 1.8613 | 0.22174 | 1.8613 | 0 | 0.8841 | 0.85585 | 0 | 7.076
2025-06-12 16:00 | 0.32404 | 27.7552 | 101.3312 | 72.2103 | 0.26104 | 0.83015 | 0.70891 | 0.70891 | 0.70891 | 117.1029 | 0 | 0 | 0 | 0.83015 | 0.74622 | 0.70891 | 0 | 0 | 0.1804 | 6.0061 | 0.083933 | 0 | 0.083933 | 22.5364 | 97.9061 | 0 | 1.6417 | 1.6417 | 0.19558 | 1.6417 | 0 | 0.7798 | 0.66412 | 0 | 6.8363
2025-06-12 17:00 | 0.08245 | 15.3996 | 107.9426 | 85.9552 | 0.076289 | 0.24261 | 0.7495 | 0.7495 | 0.7495 | 32.37 | 0 | 0 | 0 | 0.24261 | 0.78894 | 0.7495 | 0 | 0 | 0.19319 | 6.0061 | 0 | 0.54633 | -0.54633 | 21.9256 | 95.2525 | 0 | 1.7357 | 1.7357 | 0.20678 | 1.7357 | 0 | 0.82445 | 0.19409 | 0 | 6.2488
2025-06-12 18:00 | 0.0304 | 3.515 | 115.0526 | 99.7447 | 0.025172 | 0.08005 | 0.92867 | 0.92867 | 0.92867 | 8.6199 | 0 | 0 | 0 | 0.08005 | 0.97755 | 0.92867 | 0 | 0 | 0.72554 | 6.0061 | 0 | 0.8975 | -0.8975 | 20.9222 | 90.8933 | 0 | 2.1506 | 2.1506 | 0.25622 | 2.1506 | 0 | 1.0215 | 0.06404 | 0 | 6.0862
2025-06-12 19:00 | 0 | 0 | 123.1702 | 90 | 0 | 0 | 0.77886 | 0.77886 | 0.77886 | 0 | 0 | 1.1102e-16 | 0 | 0 | 0.81986 | 0.77886 | 0 | 0 | 1.4647 | 6.0061 | 0 | 0.81986 | -0.81986 | 20.0055 | 86.9111 | 0 | 1.8037 | 1.8037 | 0.21488 | 1.8037 | 0 | 0.85675 | 0 | 0 | 6.0061
2025-06-12 20:00 | 0 | 0 | 132.8396 | 90 | 0 | 0 | 0.71352 | 0.71352 | 0.71352 | 0 | 0 | 1.1102e-16 | 0 | 0 | 0.75108 | 0.71352 | 0 | 0 | 2.0327 | 6.0061 | 0 | 0.75108 | -0.75108 | 19.1658 | 83.263 | 0 | 1.6524 | 1.6524 | 0.19686 | 1.6524 | 0 | 0.78488 | 0 | 0 | 6.0061
2025-06-12 21:00 | 0 | 0 | 144.6152 | 90 | 0 | 0 | 1.0741 | 1.0741 | 1.0741 | 0 | 0 | 2.2204e-16 | 0 | 0 | 1.1307 | 1.0741 | 0 | 0 | 2.5067 | 6.0061 | 0 | 1.1307 | -1.1307 | 17.9017 | 77.7713 | 0 | 2.4874 | 2.4874 | 0.29634 | 2.4874 | 0 | 1.1815 | 0 | 0 | 6.0061
2025-06-12 22:00 | 0 | 0 | 158.8223 | 90 | 0 | 0 | 0.9618 | 0.9618 | 0.9618 | 0 | 0 | 1.1102e-16 | 0 | 0 | 1.0124 | 0.9618 | 0 | 0 | 3.3175 | 6.0061 | 0 | 1.0124 | -1.0124 | 16.7698 | 72.8538 | 0 | 2.2273 | 2.2273 | 0.26535 | 2.2273 | 0 | 1.058 | 0 | 0 | 6.0061
2025-06-12 23:00 | 0 | 0 | 175.05 | 90 | 0 | 0 | 0.89843 | 0.89843 | 0.89843 | 0 | 0 | 1.1102e-16 | 0 | 0 | 0.94572 | 0.89843 | 0 | 0 | 3.9621 | 6.0061 | 0 | 0.94572 | -0.94572 | 15.7125 | 68.2604 | 0 | 2.0806 | 2.0806 | 0.24787 | 2.0806 | 0 | 0.98828 | 0 | 0 | 6.0061
2025-06-13 | 0 | 0 | -168.2373 | 90 | 0 | 0 | 0.33687 | 0.33687 | 0.33687 | 0 | 0 | 0 | 0 | 0 | 0.3546 | 0.33687 | 0 | 0 | 4.5388 | 5.8183 | 0 | 0.3546 | -0.3546 | 15.316 | 66.538 | 0 | 0.78012 | 0.78012 | 0.092941 | 0.78012 | 0 | 0.37056 | 0 | 0 | 5.8183
2025-06-13 01:00 | 0 | 0 | -152.7367 | 90 | 0 | 0 | 0.4955 | 0.4955 | 0.4955 | 0 | 0 | 1.1102e-16 | 0 | 0 | 0.52158 | 0.4955 | 0 | 0 | 4.5921 | 5.4637 | 0 | 0.52158 | -0.52158 | 14.7328 | 64.0046 | 0 | 1.1475 | 1.1475 | 0.1367 | 1.1475 | 0 | 0.54505 | 0 | 0 | 5.4637
2025-06-13 02:00 | 0 | 0 | -139.5435 | 90 | 0 | 0 | 0.48602 | 0.48602 | 0.48602 | 0 | 0 | 1.1102e-16 | 0 | 0 | 0.5116 | 0.48602 | 0 | 0 | 4.8894 | 4.9421 | 0 | 0.5116 | -0.5116 | 14.1609 | 61.5197 | 0 | 1.1255 | 1.1255 | 0.13409 | 1.1255 | 0 | 0.53462 | 0 | 0 | 4.9421
2025-06-13 03:00 | 0 | 0 | -128.6992 | 90 | 0 | 0 | 0.3504 | 0.3504 | 0.3504 | 0 | 0 | 5.5511e-17 | 0 | 0 | 0.36884 | 0.3504 | 0 | 0 | 5.143 | 4.4305 | 0 | 0.36884 | -0.36884 | 13.7485 | 59.7282 | 0 | 0.81146 | 0.81146 | 0.096674 | 0.81146 | 0 | 0.38544 | 0 | 0 | 4.4305
2025-06-13 04:00 | 0.0038833 | 0 | -119.7393 | 90 | 0 | 0 | 0.24614 | 0.24614 | 0.24614 | 0 | 0 | 5.5511e-17 | 0 | 0 | 0.2591 | 0.24614 | 0 | 0 | 5.143 | 4.0617 | 0 | 0.2591 | -0.2591 | 13.4588 | 58.4697 | 0 | 0.57001 | 0.57001 | 0.067909 | 0.57001 | 0 | 0.27076 | 0 | 0 | 4.0617
2025-06-13 05:00 | 0.14259 | 8.3534 | -112.1021 | 94.0908 | 0.012501 | 0.039755 | 0.15 | 0.15 | 0.15 | 26.5026 | 0 | 0 | 0 | 0.039755 | 0.1579 | 0.15 | 0 | 0 | 5.143 | 3.8026 | 0 | 0.11814 | -0.11814 | 13.3267 | 57.8959 | 0 | 0.34737 | 0.34737 | 0.041385 | 0.34737 | 0 | 0.165 | 0.031804 | 0 | 3.8424
2025-06-13 06:00 | 0.35457 | 20.4522 | -105.2642 | 80.3081 | 0.18631 | 0.5925 | 0.33375 | 0.33375 | 0.33375 | 177.5253 | 0 | 0 | 0 | 0.5925 | 0.35132 | 0.33375 | 0 | 0 | 5.143 | 3.6845 | 0.24118 | 0 | 0.24118 | 13.5424 | 58.8331 | 0 | 0.7729 | 0.7729 | 0.09208 | 0.7729 | 0 | 0.36713 | 0.474 | 0 | 4.277
2025-06-13 07:00 | 0.56438 | 32.9427 | -98.7106 | 66.6366 | 0.42683 | 1.3574 | 0.33511 | 0.33511 | 0.33511 | 405.0569 | 0 | 0 | 0 | 1.3574 | 0.35275 | 0.33511 | 0 | 0 | 5.143 | 3.8774 | 1.0046 | 0 | 1.0046 | 14.441 | 62.7368 | 0 | 0.77604 | 0.77604 | 0.092455 | 0.77604 | 0 | 0.36862 | 1.0859 | 0 | 5.2348
2025-06-13 08:00 | 0.7856 | 45.656 | -91.7771 | 53.2912 | 0.67255 | 2.1388 | 0.32868 | 0.32868 | 0.32868 | 650.7294 | 0 | 0 | 0 | 2.1388 | 0.34598 | 0.32868 | 0 | 0 | 4.5525 | 4.6811 | 1.7928 | 0 | 1.7928 | 16.0446 | 69.7032 | 0 | 0.76115 | 0.76115 | 0.090681 | 0.76115 | 0 | 0.36155 | 1.7111 | 0 | 6.8199
2025-06-13 09:00 | 0.98609 | 58.4098 | -83.1589 | 40.6944 | 0.89468 | 2.8452 | 0.28236 | 0.28236 | 0.28236 | 1007.659 | 0 | 0 | 0 | 2.8452 | 0.29722 | 0.28236 | 0 | 0 | 3.3918 | 6.0061 | 2.548 | 0 | 2.548 | 18.3236 | 79.604 | 0 | 0.65388 | 0.65388 | 0.077901 | 0.65388 | 0 | 0.3106 | 2.2762 | 0 | 8.8514
2025-06-13 10:00 | 1.0568 | 70.8157 | -68.6944 | 29.8907 | 0.98707 | 3.139 | 0.42172 | 0.42172 | 0.42172 | 744.3379 | 0.85519 | 0 | 0 | 3.139 | 0.44392 | 0.42172 | 0 | 0 | 1.8399 | 6.0061 | 1.8399 | 0 | 1.8399 | 19.9693 | 86.7534 | 0 | 0.97662 | 0.97662 | 0.11635 | 0.97662 | 0 | 0.46389 | 2.5112 | 0 | 9.1452
2025-06-13 11:00 | 1.0077 | 80.6779 | -26.124 | 23.5556 | 0.95192 | 3.0273 | 0.29343 | 0.29343 | 0.29343 | 1031.667 | 1.7631 | 0 | 0 | 3.0273 | 0.30888 | 0.29343 | 0 | 0 | 0.95529 | 6.0061 | 0.95529 | 0 | 0.95529 | 20.8237 | 90.4654 | 0 | 0.67953 | 0.67953 | 0.080957 | 0.67953 | 0 | 0.32278 | 2.4218 | 0 | 9.0334
2025-06-13 12:00 | 1.0458 | 77.3988 | 50.5089 | 25.3248 | 0.9851 | 3.1328 | 0.70905 | 0.70905 | 0.70905 | 441.8274 | 1.6988 | 0 | 0 | 3.1328 | 0.74637 | 0.70905 | 0 | 0 | 0.6876 | 6.0061 | 0.6876 | 0 | 0.6876 | 21.4387 | 93.1372 | 0 | 1.642 | 1.642 | 0.19562 | 1.642 | 0 | 0.77996 | 2.5062 | 0 | 9.1389
2025-06-13 13:00 | 0.88004 | 65.8622 | 75.8785 | 33.9503 | 0.81557 | 2.5937 | 0.49406 | 0.49406 | 0.49406 | 524.9634 | 1.5787 | 0 | 0 | 2.5937 | 0.52007 | 0.49406 | 0 | 0 | 0.49492 | 6.0061 | 0.49492 | 0 | 0.49492 | 21.8814 | 95.0603 | 0 | 1.1441 | 1.1441 | 0.13631 | 1.1441 | 0 | 0.54347 | 2.0749 | 0 | 8.5998
2025-06-13 14:00 | 0.70091 | 53.2322 | 87.0143 | 45.684 | 0.62991 | 2.0032 | 0.90209 | 0.90209 | 0.90209 | 222.0651 | 0.69743 | 0 | 0 | 2.0032 | 0.94957 | 0.90209 | 0 | 0 | 0.35623 | 6.0061 | 0.35623 | 0 | 0.35623 | 22.2 | 96.4445 | 0 | 2.0891 | 2.0891 | 0.24888 | 2.0891 | 0 | 0.9923 | 1.6026 | 0 | 8.0094
2025-06-13 15:00 | 0.67172 | 40.4678 | 94.702 | 58.6611 | 0.55373 | 1.761 | 0.69275 | 0.69275 | 0.69275 | 254.1983 | 0.77534 | 0 | 0 | 1.761 | 0.72921 | 0.69275 | 0 | 0 | 0.25641 | 6.0061 | 0.25641 | 0 | 0.25641 | 22.4293 | 97.4408 | 0 | 1.6043 | 1.6043 | 0.19113 | 1.6043 | 0 | 0.76203 | 1.4088 | 0 | 7.7671
2025-06-13 16:00 | 0.49538 | 27.8257 | 101.3784 | 72.1734 | 0.33999 | 1.0812 | 0.80067 | 0.80067 | 0.80067 | 135.0418 | 0.053872 | 0 | 0 | 1.0812 | 0.84281 | 0.80067 | 0 | 0 | 0.18456 | 6.0061 | 0.18456 | 0 | 0.18456 | 22.5944 | 98.158 | 0 | 1.8542 | 1.8542 | 0.2209 | 1.8542 | 0 | 0.88074 | 0.86499 | 0 | 7.0874
2025-06-13 17:00 | 0.27864 | 15.4725 | 107.9814 | 85.9107 | 0.089191 | 0.28364 | 0.6421 | 0.6421 | 0.6421 | 44.1742 | 0 | 0 | 0 | 0.28364 | 0.67589 | 0.6421 | 0 | 0 | 0.13284 | 6.0061 | 0 | 0.39225 | -0.39225 | 22.1558 | 96.2528 | 0 | 1.487 | 1.487 | 0.17715 | 1.487 | 0 | 0.70631 | 0.22691 | 0 | 6.2898
2025-06-13 18:00 | 0.059255 | 3.5908 | 115.0839 | 99.6933 | 0.0093057 | 0.029594 | 0.54112 | 0.54112 | 0.54112 | 5.469 | 0 | 0 | 0 | 0.029594 | 0.5696 | 0.54112 | 0 | 0 | 0.54278 | 6.0061 | 0 | 0.54001 | -0.54001 | 21.5521 | 93.6299 | 0 | 1.2531 | 1.2531 | 0.14929 | 1.2531 | 0 | 0.59523 | 0.023675 | 0 | 6.0357
2025-06-13 19:00 | 0 | 0 | 123.1932 | 90 | 0 | 0 | 0.75144 | 0.75144 | 0.75144 | 0 | 0 | 1.1102e-16 | 0 | 0 | 0.79099 | 0.75144 | 0 | 0 | 0.992 | 6.0061 | 0 | 0.79099 | -0.79099 | 20.6677 | 89.7879 | 0 | 1.7402 | 1.7402 | 0.20732 | 1.7402 | 0 | 0.82659 | 0 | 0 | 6.0061
2025-06-13 20:00 | 0 | 0 | 132.8518 | 90 | 0 | 0 | 0.38384 | 0.38384 | 0.38384 | 0 | 0 | 5.5511e-17 | 0 | 0 | 0.40404 | 0.38384 | 0 | 0 | 1.6027 | 6.0061 | 0 | 0.40404 | -0.40404 | 20.216 | 87.8254 | 0 | 0.88889 | 0.88889 | 0.1059 | 0.88889 | 0 | 0.42222 | 0 | 0 | 6.0061
2025-06-13 21:00 | 0 | 0 | 144.6117 | 90 | 0 | 0 | 0.69551 | 0.69551 | 0.69551 | 0 | 0 | 1.1102e-16 | 0 | 0 | 0.73212 | 0.69551 | 0 | 0 | 1.7998 | 6.0061 | 0 | 0.73212 | -0.73212 | 19.3975 | 84.2695 | 0 | 1.6107 | 1.6107 | 0.19189 | 1.6107 | 0 | 0.76506 | 0 | 0 | 6.0061
2025-06-13 22:00 | 0 | 0 | 158.7971 | 90 | 0 | 0 | 0.75435 | 0.75435 | 0.75435 | 0 | 0 | 1.1102e-16 | 0 | 0 | 0.79405 | 0.75435 | 0 | 0 | 2.3218 | 6.0061 | 0 | 0.79405 | -0.79405 | 18.5097 | 80.4126 | 0 | 1.7469 | 1.7469 | 0.20812 | 1.7469 | 0 | 0.82978 | 0 | 0 | 6.0061
2025-06-13 23:00 | 0 | 0 | 174.9999 | 90 | 0 | 0 | 0.45309 | 0.45309 | 0.45309 | 0 | 0 | 5.5511e-17 | 0 | 0 | 0.47694 | 0.45309 | 0 | 0 | 2.8621 | 6.0061 | 0 | 0.47694 | -0.47694 | 17.9765 | 78.0961 | 0 | 1.0493 | 1.0493 | 0.12501 | 1.0493 | 0 | 0.4984 | 0 | 0 | 6.0061
2025-06-14 | 0 | 0 | -168.3073 | 90 | 0 | 0 | 0.30388 | 0.30388 | 0.30388 | 0 | 0 | 5.5511e-17 | 0 | 0 | 0.31988 | 0.30388 | 0 | 0 | 3.0922 | 6.0061 | 0 | 0.31988 | -0.31988 | 17.6188 | 76.5424 | 0 | 0.70373 | 0.70373 | 0.08384 | 0.70373 | 0 | 0.33427 | 0 | 0 | 6.0061
2025-06-14 01:00 | 0 | 0 | -152.8158 | 90 | 0 | 0 | 0.39367 | 0.39367 | 0.39367 | 0 | 0 | 0 | 0 | 0 | 0.41439 | 0.39367 | 0 | 0 | 3.2189 | 6.0061 | 0 | 0.41439 | -0.41439 | 17.1555 | 74.5296 | 0 | 0.91166 | 0.91166 | 0.10861 | 0.91166 | 0 | 0.43304 | 0 | 0 | 6.0061
2025-06-14 02:00 | 0 | 0 | -139.624 | 90 | 0 | 0 | 0.25951 | 0.25951 | 0.25951 | 0 | 0 | 5.5511e-17 | 0 | 0 | 0.27317 | 0.25951 | 0 | 0 | 3.4712 | 6.0061 | 0 | 0.27317 | -0.27317 | 16.8501 | 73.2028 | 0 | 0.60098 | 0.60098 | 0.071598 | 0.60098 | 0 | 0.28547 | 0 | 0 | 6.0061
2025-06-14 03:00 | 0 | 0 | -128.7779 | 90 | 0 | 0 | 0.34913 | 0.34913 | 0.34913 | 0 | 0 | 0 | 0 | 0 | 0.3675 | 0.34913 | 0 | 0 | 3.6 | 6.0061 | 0 | 0.3675 | -0.3675 | 16.4392 | 71.4178 | 0 | 0.8085 | 0.8085 | 0.096322 | 0.8085 | 0 | 0.38404 | 0 | 0 | 6.0061
2025-06-14 04:00 | 0.003032 | 0 | -119.8163 | 90 | 0 | 0 | 0.32952 | 0.32952 | 0.32952 | 0 | 0 | 5.5511e-17 | 0 | 0 | 0.34686 | 0.32952 | 0 | 0 | 3.8366 | 6.0061 | 0 | 0.34686 | -0.34686 | 16.0514 | 69.733 | 0 | 0.7631 | 0.7631 | 0.090913 | 0.7631 | 0 | 0.36247 | 0 | 0 | 6.0061
2025-06-14 05:00 | 0.13256 | 8.3439 | -112.1792 | 94.1362 | 0.018025 | 0.057322 | 0.28794 | 0.28794 | 0.28794 | 19.9078 | 0 | 0 | 0 | 0.057322 | 0.30309 | 0.28794 | 0 | 0 | 4.0503 | 6.0061 | 0 | 0.24577 | -0.24577 | 15.7766 | 68.5393 | 0 | 0.6668 | 0.6668 | 0.07944 | 0.6668 | 0 | 0.31673 | 0.045858 | 0 | 6.0635
2025-06-14 06:00 | 0.32634 | 20.4371 | -105.3446 | 80.3597 | 0.17757 | 0.56471 | 0.21516 | 0.21516 | 0.21516 | 262.4632 | 0 | 0 | 0 | 0.56471 | 0.22648 | 0.21516 | 0 | 0 | 4.1746 | 5.8757 | 0.33823 | 0 | 0.33823 | 16.0792 | 69.8535 | 0 | 0.49826 | 0.49826 | 0.059361 | 0.49826 | 0 | 0.23667 | 0.45177 | 0 | 6.4405
2025-06-14 07:00 | 0.54181 | 32.9238 | -98.7994 | 66.6943 | 0.41043 | 1.3053 | 0.28293 | 0.28293 | 0.28293 | 461.3382 | 0 | 0 | 0 | 1.3053 | 0.29782 | 0.28293 | 0 | 0 | 3.8519 | 6.0061 | 1.0074 | 0 | 1.0074 | 16.9802 | 73.7681 | 0 | 0.6552 | 0.6552 | 0.078058 | 0.6552 | 0 | 0.31122 | 1.0442 | 0 | 7.3114
2025-06-14 08:00 | 0.60923 | 45.6351 | -91.8828 | 53.3554 | 0.53056 | 1.6873 | 0.2553 | 0.2553 | 0.2553 | 660.9068 | 0 | 0 | 0 | 1.6873 | 0.26873 | 0.2553 | 0 | 0 | 3.1358 | 6.0061 | 1.4185 | 0 | 1.4185 | 18.249 | 79.2801 | 0 | 0.59121 | 0.59121 | 0.070435 | 0.59121 | 0 | 0.28083 | 1.3498 | 0 | 7.6934
2025-06-14 09:00 | 0.80391 | 58.39 | -83.3006 | 40.7655 | 0.73114 | 2.3251 | 0.17737 | 0.17737 | 0.17737 | 1310.905 | 0 | 0 | 0 | 2.3251 | 0.1867 | 0.17737 | 0 | 0 | 2.2453 | 6.0061 | 2.1384 | 0 | 2.1384 | 20.1617 | 87.5895 | 0 | 0.41075 | 0.41075 | 0.048935 | 0.41075 | 0 | 0.19511 | 1.8601 | 0 | 8.3313
2025-06-14 10:00 | 0.99892 | 70.8054 | -68.9261 | 29.9674 | 0.93257 | 2.9657 | 0.25402 | 0.25402 | 0.25402 | 1167.503 | 1.7566 | 0 | 0 | 2.9657 | 0.26739 | 0.25402 | 0 | 0 | 0.94173 | 6.0061 | 0.94173 | 0 | 0.94173 | 21.004 | 91.2488 | 0 | 0.58826 | 0.58826 | 0.070083 | 0.58826 | 0 | 0.27942 | 2.3726 | 0 | 8.9719
2025-06-14 11:00 | 1.0032 | 80.7137 | -26.5446 | 23.6242 | 0.94718 | 3.0122 | 0.4072 | 0.4072 | 0.4072 | 739.7335 | 1.9525 | 0 | 0 | 3.0122 | 0.42863 | 0.4072 | 0 | 0 | 0.6311 | 6.0061 | 0.6311 | 0 | 0.6311 | 21.5685 | 93.701 | 0 | 0.94299 | 0.94299 | 0.11234 | 0.94299 | 0 | 0.44792 | 2.4098 | 0 | 9.0184
2025-06-14 12:00 | 1.0021 | 77.475 | 50.5562 | 25.3594 | 0.94353 | 3.0006 | 0.85882 | 0.85882 | 0.85882 | 349.3856 | 1.6423 | 0 | 0 | 3.0006 | 0.90402 | 0.85882 | 0 | 0 | 0.45426 | 6.0061 | 0.45426 | 0 | 0.45426 | 21.9748 | 95.4661 | 0 | 1.9888 | 1.9888 | 0.23694 | 1.9888 | 0 | 0.9447 | 2.4005 | 0 | 9.0067
2025-06-14 13:00 | 0.94106 | 65.9313 | 75.961 | 33.9524 | 0.87082 | 2.7694 | 0.53668 | 0.53668 | 0.53668 | 516.0144 | 1.8775 | 0 | 0 | 2.7694 | 0.56493 | 0.53668 | 0 | 0 | 0.32696 | 6.0061 | 0.32696 | 0 | 0.32696 | 22.2672 | 96.7366 | 0 | 1.2428 | 1.2428 | 0.14807 | 1.2428 | 0 | 0.59035 | 2.2155 | 0 | 8.7755
2025-06-14 14:00 | 0.83695 | 53.2989 | 87.078 | 45.6664 | 0.74529 | 2.3702 | 0.76343 | 0.76343 | 0.76343 | 310.4605 | 1.3312 | 0 | 0 | 2.3702 | 0.80361 | 0.76343 | 0 | 0 | 0.23534 | 6.0061 | 0.23534 | 0 | 0.23534 | 22.4777 | 97.6511 | 0 | 1.7679 | 1.7679 | 0.21063 | 1.7679 | 0 | 0.83977 | 1.8961 | 0 | 8.3763
2025-06-14 15:00 | 0.69941 | 40.5347 | 94.7517 | 58.6313 | 0.57583 | 1.8313 | 0.77775 | 0.77775 | 0.77775 | 235.455 | 0.84317 | 0 | 0 | 1.8313 | 0.81868 | 0.77775 | 0 | 0 | 0.16939 | 6.0061 | 0.16939 | 0 | 0.16939 | 22.6292 | 98.3093 | 0 | 1.8011 | 1.8011 | 0.21458 | 1.8011 | 0 | 0.85552 | 1.465 | 0 | 7.8374
2025-06-14 16:00 | 0.51536 | 27.894 | 101.4182 | 72.135 | 0.35303 | 1.1227 | 0.7619 | 0.7619 | 0.7619 | 147.3548 | 0.19877 | 0 | 0 | 1.1227 | 0.802 | 0.7619 | 0 | 0 | 0.12193 | 6.0061 | 0.12193 | 0 | 0.12193 | 22.7383 | 98.7831 | 0 | 1.7644 | 1.7644 | 0.2102 | 1.7644 | 0 | 0.83809 | 0.89815 | 0 | 7.1288
2025-06-14 17:00 | 0.26254 | 15.5428 | 108.0136 | 85.8653 | 0.088181 | 0.28043 | 0.66858 | 0.66858 | 0.66858 | 41.944 | 0 | 0 | 0 | 0.28043 | 0.70377 | 0.66858 | 0 | 0 | 0.08776 | 6.0061 | 0 | 0.42334 | -0.42334 | 22.265 | 96.7269 | 0 | 1.5483 | 1.5483 | 0.18446 | 1.5483 | 0 | 0.73544 | 0.22434 | 0 | 6.2866
2025-06-14 18:00 | 0.062234 | 3.6634 | 115.109 | 99.6417 | 0.007917 | 0.025177 | 0.59833 | 0.59833 | 0.59833 | 4.208 | 0 | 1.1102e-16 | 0 | 0.025177 | 0.62982 | 0.59833 | 0 | 0 | 0.50587 | 6.0061 | 0 | 0.60464 | -0.60464 | 21.589 | 93.79 | 0 | 1.3856 | 1.3856 | 0.16507 | 1.3856 | 0 | 0.65816 | 0.020142 | 0 | 6.0313
2025-06-14 19:00 | 0 | 0 | 123.2105 | 90 | 0 | 0 | 0.63247 | 0.63247 | 0.63247 | 0 | 0 | 1.1102e-16 | 0 | 0 | 0.66576 | 0.63247 | 0 | 0 | 0.99964 | 6.0061 | 0 | 0.66576 | -0.66576 | 20.8446 | 90.5564 | 0 | 1.4647 | 1.4647 | 0.1745 | 1.4647 | 0 | 0.69572 | 0 | 0 | 6.0061
2025-06-14 20:00 | 0 | 0 | 132.8586 | 90 | 0 | 0 | 0.65732 | 0.65732 | 0.65732 | 0 | 0 | 1.1102e-16 | 0 | 0 | 0.69192 | 0.65732 | 0 | 0 | 1.4822 | 6.0061 | 0 | 0.69192 | -0.69192 | 20.071 | 87.1956 | 0 | 1.5222 | 1.5222 | 0.18135 | 1.5222 | 0 | 0.72305 | 0 | 0 | 6.0061
2025-06-14 21:00 | 0 | 0 | 144.6035 | 90 | 0 | 0 | 0.63504 | 0.63504 | 0.63504 | 0 | 0 | 1.1102e-16 | 0 | 0 | 0.66846 | 0.63504 | 0 | 0 | 1.9499 | 6.0061 | 0 | 0.66846 | -0.66846 | 19.3237 | 83.9488 | 0 | 1.4706 | 1.4706 | 0.1752 | 1.4706 | 0 | 0.69854 | 0 | 0 | 6.0061
2025-06-14 22:00 | 0 | 0 | 158.7685 | 90 | 0 | 0 | 0.63618 | 0.63618 | 0.63618 | 0 | 0 | 1.1102e-16 | 0 | 0 | 0.66966 | 0.63618 | 0 | 0 | 2.3758 | 6.0061 | 0 | 0.66966 | -0.66966 | 18.575 | 80.6962 | 0 | 1.4732 | 1.4732 | 0.17552 | 1.4732 | 0 | 0.69979 | 0 | 0 | 6.0061
2025-06-14 23:00 | 0 | 0 | 174.9483 | 90 | 0 | 0 | 0.86042 | 0.86042 | 0.86042 | 0 | 0 | 1.1102e-16 | 0 | 0 | 0.90571 | 0.86042 | 0 | 0 | 2.7973 | 6.0061 | 0 | 0.90571 | -0.90571 | 17.5624 | 76.297 | 0 | 1.9926 | 1.9926 | 0.23739 | 1.9926 | 0 | 0.94647 | 0 | 0 | 6.0061
2025-06-15 | 0 | 0 | -168.3764 | 90 | 0 | 0 | 0.37444 | 0.37444 | 0.37444 | 0 | 0 | 5.5511e-17 | 0 | 0 | 0.39414 | 0.37444 | 0 | 0 | 3.4279 | 6.0061 | 0 | 0.39414 | -0.39414 | 17.1217 | 74.3826 | 0 | 0.86711 | 0.86711 | 0.1033 | 0.86711 | 0 | 0.41188 | 0 | 0 | 6.0061
2025-06-15 01:00 | 0 | 0 | -152.8922 | 90 | 0 | 0 | 0.37663 | 0.37663 | 0.37663 | 0 | 0 | 0 | 0 | 0 | 0.39646 | 0.37663 | 0 | 0 | 3.5621 | 6.0061 | 0 | 0.39646 | -0.39646 | 16.6784 | 72.457 | 0 | 0.87221 | 0.87221 | 0.10391 | 0.87221 | 0 | 0.4143 | 0 | 0 | 6.0061
2025-06-15 02:00 | 0 | 0 | -139.7006 | 90 | 0 | 0 | 0.46998 | 0.46998 | 0.46998 | 0 | 0 | 5.5511e-17 | 0 | 0 | 0.49472 | 0.46998 | 0 | 0 | 3.761 | 6.0061 | 0 | 0.49472 | -0.49472 | 16.1253 | 70.0541 | 0 | 1.0884 | 1.0884 | 0.12967 | 1.0884 | 0 | 0.51698 | 0 | 0 | 6.0061
2025-06-15 03:00 | 0 | 0 | -128.852 | 90 | 0 | 0 | 0.5177 | 0.5177 | 0.5177 | 0 | 0 | 1.1102e-16 | 0 | 0 | 0.54495 | 0.5177 | 0 | 0 | 4.0749 | 6.0061 | 0 | 0.54495 | -0.54495 | 15.5161 | 67.4072 | 0 | 1.1989 | 1.1989 | 0.14283 | 1.1989 | 0 | 0.56947 | 0 | 0 | 6.0061
2025-06-15 04:00 | 0.0032142 | 0 | -119.8881 | 90 | 0 | 0 | 0.42074 | 0.42074 | 0.42074 | 0 | 0 | 5.5511e-17 | 0 | 0 | 0.44288 | 0.42074 | 0 | 0 | 4.4306 | 5.6427 | 0 | 0.44288 | -0.44288 | 15.0209 | 65.2561 | 0 | 0.97434 | 0.97434 | 0.11608 | 0.97434 | 0 | 0.46281 | 0 | 0 | 5.6427
2025-06-15 05:00 | 0.11905 | 8.3304 | -112.2506 | 94.1824 | 0.029525 | 0.093893 | 0.49486 | 0.49486 | 0.49486 | 18.9735 | 0 | 1.1102e-16 | 0 | 0.093893 | 0.52091 | 0.49486 | 0 | 0 | 4.6855 | 5.1998 | 0 | 0.42702 | -0.42702 | 14.5435 | 63.182 | 0 | 1.146 | 1.146 | 0.13653 | 1.146 | 0 | 0.54435 | 0.075115 | 0 | 5.2937
2025-06-15 06:00 | 0.36527 | 20.4184 | -105.4187 | 80.4115 | 0.1893 | 0.60202 | 0.31827 | 0.31827 | 0.31827 | 189.1545 | 0 | 0 | 0 | 0.60202 | 0.33502 | 0.31827 | 0 | 0 | 4.9378 | 4.7728 | 0.267 | 0 | 0.267 | 14.7823 | 64.2195 | 0 | 0.73704 | 0.73704 | 0.087808 | 0.73704 | 0 | 0.35009 | 0.48161 | 0 | 5.3748
2025-06-15 07:00 | 0.50814 | 32.9014 | -98.8809 | 66.7513 | 0.38843 | 1.2353 | 0.46122 | 0.46122 | 0.46122 | 267.825 | 0 | 0 | 0 | 1.2353 | 0.4855 | 0.46122 | 0 | 0 | 4.6232 | 4.9864 | 0.74977 | 0 | 0.74977 | 15.4529 | 67.1329 | 0 | 1.0681 | 1.0681 | 0.12725 | 1.0681 | 0 | 0.50735 | 0.98822 | 0 | 6.2216
2025-06-15 08:00 | 0.76213 | 45.6109 | -91.9798 | 53.4179 | 0.65141 | 2.0716 | 0.35558 | 0.35558 | 0.35558 | 582.5994 | 0 | 0 | 0 | 2.0716 | 0.37429 | 0.35558 | 0 | 0 | 4.0643 | 5.5862 | 1.6973 | 0 | 1.6973 | 16.971 | 73.728 | 0 | 0.82344 | 0.82344 | 0.098101 | 0.82344 | 0 | 0.39113 | 1.6573 | 0 | 7.6578
2025-06-15 09:00 | 0.98034 | 58.3668 | -83.4306 | 40.8339 | 0.88813 | 2.8244 | 0.33642 | 0.33642 | 0.33642 | 839.5409 | 0 | 0 | 0 | 2.8244 | 0.35413 | 0.33642 | 0 | 0 | 2.9299 | 6.0061 | 2.4703 | 0 | 2.4703 | 19.1805 | 83.3268 | 0 | 0.77908 | 0.77908 | 0.092817 | 0.77908 | 0 | 0.37006 | 2.2595 | 0 | 8.8305
2025-06-15 10:00 | 1.0539 | 70.7907 | -69.1404 | 30.0394 | 0.9831 | 3.1264 | 0.38842 | 0.38842 | 0.38842 | 804.8985 | 1.3141 | 0 | 0 | 3.1264 | 0.40887 | 0.38842 | 0 | 0 | 1.4034 | 6.0061 | 1.4034 | 0 | 1.4034 | 20.4357 | 88.78 | 0 | 0.89951 | 0.89951 | 0.10716 | 0.89951 | 0 | 0.42727 | 2.5011 | 0 | 9.1326
2025-06-15 11:00 | 1.1026 | 80.7425 | -26.9541 | 23.6863 | 1.0402 | 3.308 | 0.37537 | 0.37537 | 0.37537 | 881.2615 | 2.1037 | 0 | 0 | 3.308 | 0.39513 | 0.37537 | 0 | 0 | 0.80914 | 6.0061 | 0.80914 | 0 | 0.80914 | 21.1594 | 91.9241 | 0 | 0.86928 | 0.86928 | 0.10356 | 0.86928 | 0 | 0.41291 | 2.6464 | 0 | 9.3142
2025-06-15 12:00 | 1.0872 | 77.5468 | 50.5792 | 25.3877 | 1.023 | 3.2532 | 0.93584 | 0.93584 | 0.93584 | 347.6256 | 1.6857 | 0 | 0 | 3.2532 | 0.98509 | 0.93584 | 0 | 0 | 0.5824 | 6.0061 | 0.5824 | 0 | 0.5824 | 21.6804 | 94.1871 | 0 | 2.1672 | 2.1672 | 0.25819 | 2.1672 | 0 | 1.0294 | 2.6026 | 0 | 9.2594
2025-06-15 13:00 | 0.86874 | 65.9979 | 76.0281 | 33.9497 | 0.80459 | 2.5587 | 1.0872 | 1.0872 | 1.0872 | 235.3443 | 0.99508 | 0 | 0 | 2.5587 | 1.1445 | 1.0872 | 0 | 0 | 0.4192 | 6.0061 | 0.4192 | 0 | 0.4192 | 22.0553 | 95.816 | 0 | 2.5178 | 2.5178 | 0.29996 | 2.5178 | 0 | 1.196 | 2.047 | 0 | 8.5649
2025-06-15 14:00 | 0.79675 | 53.3636 | 87.1309 | 45.6454 | 0.70998 | 2.2579 | 0.64507 | 0.64507 | 0.64507 | 350.0159 | 1.2771 | 0 | 0 | 2.2579 | 0.67903 | 0.64507 | 0 | 0 | 0.30173 | 6.0061 | 0.30173 | 0 | 0.30173 | 22.3252 | 96.9885 | 0 | 1.4939 | 1.4939 | 0.17797 | 1.4939 | 0 | 0.70958 | 1.8063 | 0 | 8.264
2025-06-15 15:00 | 0.57511 | 40.5996 | 94.7928 | 58.5991 | 0.48181 | 1.5322 | 0.80602 | 0.80602 | 0.80602 | 190.0989 | 0.46661 | 0 | 0 | 1.5322 | 0.84844 | 0.80602 | 0 | 0 | 0.21718 | 6.0061 | 0.21718 | 0 | 0.21718 | 22.5194 | 97.8324 | 0 | 1.8666 | 1.8666 | 0.22237 | 1.8666 | 0 | 0.88662 | 1.2258 | 0 | 7.5384
2025-06-15 16:00 | 0.46949 | 27.96 | 101.4508 | 72.0949 | 0.32384 | 1.0299 | 0.69962 | 0.69962 | 0.69962 | 147.205 | 0.13711 | 0 | 0 | 1.0299 | 0.73644 | 0.69962 | 0 | 0 | 0.15632 | 6.0061 | 0.15632 | 0 | 0.15632 | 22.6593 | 98.4398 | 0 | 1.6202 | 1.6202 | 0.19302 | 1.6202 | 0 | 0.76958 | 0.8239 | 0 | 7.036
2025-06-15 17:00 | 0.26733 | 15.6105 | 108.0392 | 85.819 | 0.089049 | 0.28319 | 0.69951 | 0.69951 | 0.69951 | 40.4843 | 0 | 0 | 0 | 0.28319 | 0.73632 | 0.69951 | 0 | 0 | 0.11252 | 6.0061 | 0 | 0.45313 | -0.45313 | 22.1526 | 96.2388 | 0 | 1.6199 | 1.6199 | 0.19299 | 1.6199 | 0 | 0.76946 | 0.22655 | 0 | 6.2893
2025-06-15 18:00 | 0.054604 | 3.7328 | 115.1281 | 99.59 | 0.015522 | 0.049363 | 0.88959 | 0.88959 | 0.88959 | 5.5489 | 0 | 1.1102e-16 | 0 | 0.049363 | 0.93641 | 0.88959 | 0 | 0 | 0.56818 | 6.0061 | 0 | 0.88705 | -0.88705 | 21.1609 | 91.9303 | 0 | 2.0601 | 2.0601 | 0.24543 | 2.0601 | 0 | 0.97855 | 0.03949 | 0 | 6.0555
2025-06-15 19:00 | 0 | 0 | 123.2219 | 90 | 0 | 0 | 0.80785 | 0.80785 | 0.80785 | 0 | 0 | 0 | 0 | 0 | 0.85037 | 0.80785 | 0 | 0 | 1.3128 | 6.0061 | 0 | 0.85037 | -0.85037 | 20.2101 | 87.8 | 0 | 1.8708 | 1.8708 | 0.22288 | 1.8708 | 0 | 0.88864 | 0 | 0 | 6.0061
2025-06-15 20:00 | 0 | 0 | 132.8599 | 90 | 0 | 0 | 0.69581 | 0.69581 | 0.69581 | 0 | 0 | 0 | 0 | 0 | 0.73243 | 0.69581 | 0 | 0 | 1.92 | 6.0061 | 0 | 0.73243 | -0.73243 | 19.3913 | 84.2425 | 0 | 1.6113 | 1.6113 | 0.19197 | 1.6113 | 0 | 0.76539 | 0 | 0 | 6.0061
2025-06-15 21:00 | 0 | 0 | 144.5906 | 90 | 0 | 0 | 0.78259 | 0.78259 | 0.78259 | 0 | 0 | 0 | 0 | 0 | 0.82378 | 0.78259 | 0 | 0 | 2.3765 | 6.0061 | 0 | 0.82378 | -0.82378 | 18.4703 | 80.2413 | 0 | 1.8123 | 1.8123 | 0.21591 | 1.8123 | 0 | 0.86085 | 0 | 0 | 6.0061
2025-06-15 22:00 | 0 | 0 | 158.7365 | 90 | 0 | 0 | 0.55036 | 0.55036 | 0.55036 | 0 | 0 | 1.1102e-16 | 0 | 0 | 0.57932 | 0.55036 | 0 | 0 | 2.9147 | 6.0061 | 0 | 0.57932 | -0.57932 | 17.8226 | 77.4274 | 0 | 1.2745 | 1.2745 | 0.15184 | 1.2745 | 0 | 0.60539 | 0 | 0 | 6.0061
2025-06-15 23:00 | 0 | 0 | 174.8954 | 90 | 0 | 0 | 0.7387 | 0.7387 | 0.7387 | 0 | 0 | 1.1102e-16 | 0 | 0 | 0.77758 | 0.7387 | 0 | 0 | 3.2193 | 6.0061 | 0 | 0.77758 | -0.77758 | 16.9532 | 73.6506 | 0 | 1.7107 | 1.7107 | 0.2038 | 1.7107 | 0 | 0.81257 | 0 | 0 | 6.0061
2025-06-16 | 0 | 0 | -168.4446 | 90 | 0 | 0 | 0.40885 | 0.40885 | 0.40885 | 0 | 0 | 5.5511e-17 | 0 | 0 | 0.43037 | 0.40885 | 0 | 0 | 3.7333 | 6.0061 | 0 | 0.43037 | -0.43037 | 16.472 | 71.5603 | 0 | 0.94682 | 0.94682 | 0.1128 | 0.94682 | 0 | 0.44974 | 0 | 0 | 6.0061
2025-06-16 01:00 | 0 | 0 | -152.9658 | 90 | 0 | 0 | 0.22631 | 0.22631 | 0.22631 | 0 | 0 | 2.7756e-17 | 0 | 0 | 0.23822 | 0.22631 | 0 | 0 | 3.919 | 6.0061 | 0 | 0.23822 | -0.23822 | 16.2057 | 70.4032 | 0 | 0.52409 | 0.52409 | 0.062438 | 0.52409 | 0 | 0.24894 | 0 | 0 | 6.0061
2025-06-16 02:00 | 0 | 0 | -139.7732 | 90 | 0 | 0 | 0.43263 | 0.43263 | 0.43263 | 0 | 0 | 5.5511e-17 | 0 | 0 | 0.4554 | 0.43263 | 0 | 0 | 3.9787 | 6.0061 | 0 | 0.4554 | -0.4554 | 15.6965 | 68.1912 | 0 | 1.0019 | 1.0019 | 0.11936 | 1.0019 | 0 | 0.4759 | 0 | 0 | 6.0061
2025-06-16 03:00 | 0 | 0 | -128.9213 | 90 | 0 | 0 | 0.29715 | 0.29715 | 0.29715 | 0 | 0 | 0 | 0 | 0 | 0.31279 | 0.29715 | 0 | 0 | 4.283 | 5.8041 | 0 | 0.31279 | -0.31279 | 15.3468 | 66.672 | 0 | 0.68813 | 0.68813 | 0.081981 | 0.68813 | 0 | 0.32686 | 0 | 0 | 5.8041
2025-06-16 04:00 | 0.0026361 | 0 | -119.9546 | 90 | 0 | 0 | 0.29822 | 0.29822 | 0.29822 | 0 | 0 | 0 | 0 | 0 | 0.31391 | 0.29822 | 0 | 0 | 4.4477 | 5.4913 | 0 | 0.31391 | -0.31391 | 14.9959 | 65.1473 | 0 | 0.69061 | 0.69061 | 0.082276 | 0.69061 | 0 | 0.32804 | 0 | 0 | 5.4913
2025-06-16 05:00 | 0.12187 | 8.3128 | -112.3164 | 94.2294 | 0.026487 | 0.084232 | 0.55609 | 0.55609 | 0.55609 | 15.1473 | 0 | 1.1102e-16 | 0 | 0.084232 | 0.58536 | 0.55609 | 0 | 0 | 4.6303 | 5.1774 | 0 | 0.50112 | -0.50112 | 14.4356 | 62.7133 | 0 | 1.2878 | 1.2878 | 0.15342 | 1.2878 | 0 | 0.6117 | 0.067386 | 0 | 5.2616
2025-06-16 06:00 | 0.35321 | 20.396 | -105.4866 | 80.4633 | 0.18351 | 0.58361 | 0.21085 | 0.21085 | 0.21085 | 276.7834 | 0 | 0 | 0 | 0.58361 | 0.22195 | 0.21085 | 0 | 0 | 4.988 | 4.6763 | 0.36166 | 0 | 0.36166 | 14.7591 | 64.1185 | 0 | 0.48829 | 0.48829 | 0.058173 | 0.48829 | 0 | 0.23194 | 0.46689 | 0 | 5.2599
2025-06-16 07:00 | 0.57159 | 32.8757 | -98.9551 | 66.8077 | 0.43004 | 1.3676 | 0.35427 | 0.35427 | 0.35427 | 386.029 | 0 | 0 | 0 | 1.3676 | 0.37292 | 0.35427 | 0 | 0 | 4.611 | 4.9656 | 0.99468 | 0 | 0.99468 | 15.6487 | 67.9836 | 0 | 0.82042 | 0.82042 | 0.097742 | 0.82042 | 0 | 0.3897 | 1.0941 | 0 | 6.3332
2025-06-16 08:00 | 0.72238 | 45.5835 | -92.0678 | 53.4789 | 0.61762 | 1.9641 | 0.31742 | 0.31742 | 0.31742 | 618.7859 | 0 | 0 | 0 | 1.9641 | 0.33412 | 0.31742 | 0 | 0 | 3.8905 | 5.7613 | 1.63 | 0 | 1.63 | 17.1066 | 74.3173 | 0 | 0.73507 | 0.73507 | 0.087573 | 0.73507 | 0 | 0.34916 | 1.5713 | 0 | 7.7255
2025-06-16 09:00 | 0.91992 | 58.3403 | -83.5487 | 40.8992 | 0.83322 | 2.6498 | 0.3587 | 0.3587 | 0.3587 | 738.7175 | 0 | 0 | 0 | 2.6498 | 0.37758 | 0.3587 | 0 | 0 | 2.8408 | 6.0061 | 2.2722 | 0 | 2.2722 | 19.139 | 83.1464 | 0 | 0.83067 | 0.83067 | 0.098963 | 0.83067 | 0 | 0.39457 | 2.1198 | 0 | 8.6559
2025-06-16 10:00 | 0.99249 | 70.772 | -69.3371 | 30.1066 | 0.92554 | 2.9434 | 0.47069 | 0.47069 | 0.47069 | 625.3373 | 0.98383 | 0 | 0 | 2.9434 | 0.49546 | 0.47069 | 0 | 0 | 1.4641 | 6.0061 | 1.4641 | 0 | 1.4641 | 20.4485 | 88.8354 | 0 | 1.09 | 1.09 | 0.12986 | 1.09 | 0 | 0.51775 | 2.3547 | 0 | 8.9495
2025-06-16 11:00 | 1.0545 | 80.7643 | -27.351 | 23.7418 | 0.99449 | 3.1626 | 0.47111 | 0.47111 | 0.47111 | 671.3182 | 1.8616 | 0 | 0 | 3.1626 | 0.4959 | 0.47111 | 0 | 0 | 0.80514 | 6.0061 | 0.80514 | 0 | 0.80514 | 21.1686 | 91.964 | 0 | 1.091 | 1.091 | 0.12998 | 1.091 | 0 | 0.51822 | 2.5301 | 0 | 9.1688
2025-06-16 12:00 | 1.0909 | 77.6142 | 50.5776 | 25.4097 | 1.026 | 3.2629 | 0.93382 | 0.93382 | 0.93382 | 349.4143 | 1.7004 | 0 | 0 | 3.2629 | 0.98297 | 0.93382 | 0 | 0 | 0.57953 | 6.0061 | 0.57953 | 0 | 0.57953 | 21.687 | 94.2158 | 0 | 2.1625 | 2.1625 | 0.25764 | 2.1625 | 0 | 1.0272 | 2.6103 | 0 | 9.2691
2025-06-16 13:00 | 0.94261 | 66.062 | 76.0797 | 33.9423 | 0.87152 | 2.7716 | 0.70476 | 0.70476 | 0.70476 | 393.2656 | 1.6126 | 0 | 0 | 2.7716 | 0.74185 | 0.70476 | 0 | 0 | 0.41713 | 6.0061 | 0.41713 | 0 | 0.41713 | 22.0601 | 95.8367 | 0 | 1.6321 | 1.6321 | 0.19444 | 1.6321 | 0 | 0.77524 | 2.2173 | 0 | 8.7777
2025-06-16 14:00 | 0.79513 | 53.4262 | 87.1729 | 45.6211 | 0.70836 | 2.2527 | 0.4821 | 0.4821 | 0.4821 | 467.2719 | 1.445 | 0 | 0 | 2.2527 | 0.50747 | 0.4821 | 0 | 0 | 0.30024 | 6.0061 | 0.30024 | 0 | 0.30024 | 22.3286 | 97.0033 | 0 | 1.1164 | 1.1164 | 0.13301 | 1.1164 | 0 | 0.53031 | 1.8022 | 0 | 8.2589
2025-06-16 15:00 | 0.64345 | 40.6623 | 94.8253 | 58.5646 | 0.53122 | 1.6894 | 0.70987 | 0.70987 | 0.70987 | 237.983 | 0.72603 | 0 | 0 | 1.6894 | 0.74723 | 0.70987 | 0 | 0 | 0.21611 | 6.0061 | 0.21611 | 0 | 0.21611 | 22.5219 | 97.8431 | 0 | 1.6439 | 1.6439 | 0.19585 | 1.6439 | 0 | 0.78086 | 1.3515 | 0 | 7.6955
2025-06-16 16:00 | 0.42995 | 28.0236 | 101.476 | 72.0534 | 0.30365 | 0.96567 | 0.4911 | 0.4911 | 0.4911 | 196.6337 | 0.29317 | 0 | 0 | 0.96567 | 0.51695 | 0.4911 | 0 | 0 | 0.15555 | 6.0061 | 0.15555 | 0 | 0.15555 | 22.661 | 98.4475 | 0 | 1.1373 | 1.1373 | 0.13549 | 1.1373 | 0 | 0.54021 | 0.77253 | 0 | 6.9718
2025-06-16 17:00 | 0.24909 | 15.6753 | 108.0583 | 85.772 | 0.091439 | 0.29079 | 0.83697 | 0.83697 | 0.83697 | 34.7432 | 0 | 1.1102e-16 | 0 | 0.29079 | 0.88102 | 0.83697 | 0 | 0 | 0.11196 | 6.0061 | 0 | 0.59023 | -0.59023 | 22.0011 | 95.5806 | 0 | 1.9382 | 1.9382 | 0.23092 | 1.9382 | 0 | 0.92067 | 0.23263 | 0 | 6.2969
2025-06-16 18:00 | 0.061907 | 3.799 | 115.141 | 99.5382 | 0.0096864 | 0.030804 | 0.75442 | 0.75442 | 0.75442 | 4.0832 | 0 | 1.1102e-16 | 0 | 0.030804 | 0.79413 | 0.75442 | 0 | 0 | 0.69035 | 6.0061 | 0 | 0.76333 | -0.76333 | 21.1477 | 91.8731 | 0 | 1.7471 | 1.7471 | 0.20814 | 1.7471 | 0 | 0.82987 | 0.024643 | 0 | 6.037
2025-06-16 19:00 | 0 | 0 | 123.2277 | 90 | 0 | 0 | 0.97094 | 0.97094 | 0.97094 | 0 | 0 | 2.2204e-16 | 0 | 0 | 1.022 | 0.97094 | 0 | 0 | 1.3053 | 6.0061 | 0 | 1.022 | -1.022 | 20.005 | 86.9089 | 0 | 2.2485 | 2.2485 | 0.26788 | 2.2485 | 0 | 1.068 | 0 | 0 | 6.0061
2025-06-16 20:00 | 0 | 0 | 132.856 | 90 | 0 | 0 | 1.0212 | 1.0212 | 1.0212 | 0 | 0 | 0 | 0 | 0 | 1.0749 | 1.0212 | 0 | 0 | 2.0737 | 6.0061 | 0 | 1.0749 | -1.0749 | 18.8032 | 81.6879 | 0 | 2.3648 | 2.3648 | 0.28173 | 2.3648 | 0 | 1.1233 | 0 | 0 | 6.0061
2025-06-16 21:00 | 0 | 0 | 144.573 | 90 | 0 | 0 | 0.58888 | 0.58888 | 0.58888 | 0 | 0 | 0 | 0 | 0 | 0.61988 | 0.58888 | 0 | 0 | 2.8152 | 6.0061 | 0 | 0.61988 | -0.61988 | 18.1102 | 78.6771 | 0 | 1.3637 | 1.3637 | 0.16247 | 1.3637 | 0 | 0.64777 | 0 | 0 | 6.0061
2025-06-16 22:00 | 0 | 0 | 158.7012 | 90 | 0 | 0 | 0.73208 | 0.73208 | 0.73208 | 0 | 0 | 1.1102e-16 | 0 | 0 | 0.77061 | 0.73208 | 0 | 0 | 3.1079 | 6.0061 | 0 | 0.77061 | -0.77061 | 17.2486 | 74.9341 | 0 | 1.6953 | 1.6953 | 0.20198 | 1.6953 | 0 | 0.80529 | 0 | 0 | 6.0061
2025-06-16 23:00 | 0 | 0 | 174.8411 | 90 | 0 | 0 | 0.57787 | 0.57787 | 0.57787 | 0 | 0 | 1.1102e-16 | 0 | 0 | 0.60828 | 0.57787 | 0 | 0 | 3.5882 | 6.0061 | 0 | 0.60828 | -0.60828 | 16.5685 | 71.9796 | 0 | 1.3382 | 1.3382 | 0.15943 | 1.3382 | 0 | 0.63566 | 0 | 0 | 6.0061
2025-06-17 | 0 | 0 | -168.5118 | 90 | 0 | 0 | 0.40327 | 0.40327 | 0.40327 | 0 | 0 | 0 | 0 | 0 | 0.4245 | 0.40327 | 0 | 0 | 3.9226 | 6.0061 | 0 | 0.4245 | -0.4245 | 16.0939 | 69.9177 | 0 | 0.93389 | 0.93389 | 0.11126 | 0.93389 | 0 | 0.4436 | 0 | 0 | 6.0061
2025-06-17 01:00 | 0 | 0 | -153.0365 | 90 | 0 | 0 | 0.28708 | 0.28708 | 0.28708 | 0 | 0 | 0 | 0 | 0 | 0.30219 | 0.28708 | 0 | 0 | 4.1171 | 6.0061 | 0 | 0.30219 | -0.30219 | 15.7561 | 68.45 | 0 | 0.66482 | 0.66482 | 0.079205 | 0.66482 | 0 | 0.31579 | 0 | 0 | 6.0061
2025-06-17 02:00 | 0 | 0 | -139.8418 | 90 | 0 | 0 | 0.34394 | 0.34394 | 0.34394 | 0 | 0 | 5.5511e-17 | 0 | 0 | 0.36204 | 0.34394 | 0 | 0 | 4.2411 | 5.8574 | 0 | 0.36204 | -0.36204 | 15.3513 | 66.6915 | 0 | 0.79648 | 0.79648 | 0.09489 | 0.79648 | 0 | 0.37833 | 0 | 0 | 5.8574
2025-06-17 03:00 | 0 | 0 | -128.9859 | 90 | 0 | 0 | 0.50289 | 0.50289 | 0.50289 | 0 | 0 | 0 | 0 | 0 | 0.52936 | 0.50289 | 0 | 0 | 4.4549 | 5.4953 | 0 | 0.52936 | -0.52936 | 14.7595 | 64.1203 | 0 | 1.1646 | 1.1646 | 0.13874 | 1.1646 | 0 | 0.55318 | 0 | 0 | 5.4953
2025-06-17 04:00 | 0.0024216 | 0 | -120.016 | 90 | 0 | 0 | 0.2408 | 0.2408 | 0.2408 | 0 | 0 | 5.5511e-17 | 0 | 0 | 0.25348 | 0.2408 | 0 | 0 | 4.8253 | 4.966 | 0 | 0.25348 | -0.25348 | 14.4761 | 62.8892 | 0 | 0.55765 | 0.55765 | 0.066436 | 0.55765 | 0 | 0.26488 | 0 | 0 | 4.966
2025-06-17 05:00 | 0.12169 | 8.2912 | -112.3764 | 94.2772 | 0.026273 | 0.083552 | 0.35228 | 0.35228 | 0.35228 | 23.7173 | 0 | 5.5511e-17 | 0 | 0.083552 | 0.37082 | 0.35228 | 0 | 0 | 4.9252 | 4.7125 | 0 | 0.28727 | -0.28727 | 14.1549 | 61.4938 | 0 | 0.81581 | 0.81581 | 0.097192 | 0.81581 | 0 | 0.38751 | 0.066841 | 0 | 4.796
2025-06-17 06:00 | 0.31791 | 20.37 | -105.5481 | 80.5151 | 0.17403 | 0.55345 | 0.40292 | 0.40292 | 0.40292 | 137.3579 | 0 | 0 | 0 | 0.55345 | 0.42413 | 0.40292 | 0 | 0 | 5.088 | 4.4252 | 0.12932 | 0 | 0.12932 | 14.2706 | 61.9963 | 0 | 0.93308 | 0.93308 | 0.11116 | 0.93308 | 0 | 0.44322 | 0.44276 | 0 | 4.9787
2025-06-17 07:00 | 0.4348 | 32.8468 | -99.022 | 66.8632 | 0.3474 | 1.1048 | 0.24506 | 0.24506 | 0.24506 | 450.8371 | 0 | 0 | 0 | 1.1048 | 0.25795 | 0.24506 | 0 | 0 | 4.9094 | 4.5287 | 0.84685 | 0 | 0.84685 | 15.028 | 65.2869 | 0 | 0.5675 | 0.5675 | 0.067609 | 0.5675 | 0 | 0.26956 | 0.88384 | 0 | 5.6335
2025-06-17 08:00 | 0.73572 | 45.553 | -92.1469 | 53.5381 | 0.62811 | 1.9975 | 0.44561 | 0.44561 | 0.44561 | 448.2642 | 0 | 0 | 0 | 1.9975 | 0.46906 | 0.44561 | 0 | 0 | 4.2802 | 5.2061 | 1.5284 | 0 | 1.5284 | 16.3951 | 71.226 | 0 | 1.0319 | 1.0319 | 0.12294 | 1.0319 | 0 | 0.49017 | 1.598 | 0 | 7.2037
2025-06-17 09:00 | 0.92574 | 58.3105 | -83.6549 | 40.9616 | 0.83797 | 2.6649 | 0.31643 | 0.31643 | 0.31643 | 842.1583 | 0 | 0 | 0 | 2.6649 | 0.33309 | 0.31643 | 0 | 0 | 3.2785 | 6.0061 | 2.3318 | 0 | 2.3318 | 18.4807 | 80.2866 | 0 | 0.73279 | 0.73279 | 0.087302 | 0.73279 | 0 | 0.34808 | 2.1319 | 0 | 8.671
2025-06-17 10:00 | 0.90952 | 70.7492 | -69.516 | 30.1691 | 0.84851 | 2.6984 | 0.35388 | 0.35388 | 0.35388 | 762.5262 | 0.49019 | 0 | 0 | 2.6984 | 0.3725 | 0.35388 | 0 | 0 | 1.8357 | 6.0061 | 1.8357 | 0 | 1.8357 | 20.1226 | 87.4197 | 0 | 0.81951 | 0.81951 | 0.097633 | 0.81951 | 0 | 0.38927 | 2.1587 | 0 | 8.7046
2025-06-17 11:00 | 1.0653 | 80.7793 | -27.7339 | 23.7907 | 1.0043 | 3.1938 | 0.37508 | 0.37508 | 0.37508 | 851.4797 | 1.8917 | 0 | 0 | 3.1938 | 0.39482 | 0.37508 | 0 | 0 | 0.90724 | 6.0061 | 0.90724 | 0 | 0.90724 | 20.9341 | 90.945 | 0 | 0.86861 | 0.86861 | 0.10348 | 0.86861 | 0 | 0.41259 | 2.555 | 0 | 9.1999
2025-06-17 12:00 | 0.9088 | 77.6772 | 50.5513 | 25.4253 | 0.85544 | 2.7205 | 0.84115 | 0.84115 | 0.84115 | 323.4209 | 1.182 | 0 | 0 | 2.7205 | 0.88542 | 0.84115 | 0 | 0 | 0.65301 | 6.0061 | 0.65301 | 0 | 0.65301 | 21.5181 | 93.4824 | 0 | 1.9479 | 1.9479 | 0.23207 | 1.9479 | 0 | 0.92527 | 2.1764 | 0 | 8.7266
2025-06-17 13:00 | 0.82803 | 66.1235 | 76.1157 | 33.9303 | 0.76747 | 2.4407 | 0.60505 | 0.60505 | 0.60505 | 403.3839 | 1.3338 | 0 | 0 | 2.4407 | 0.6369 | 0.60505 | 0 | 0 | 0.47002 | 6.0061 | 0.47002 | 0 | 0.47002 | 21.9385 | 95.3088 | 0 | 1.4012 | 1.4012 | 0.16693 | 1.4012 | 0 | 0.66556 | 1.9526 | 0 | 8.4468
2025-06-17 14:00 | 0.8321 | 53.4867 | 87.204 | 45.5935 | 0.74026 | 2.3542 | 0.42569 | 0.42569 | 0.42569 | 553.0274 | 1.5678 | 0 | 0 | 2.3542 | 0.44809 | 0.42569 | 0 | 0 | 0.33831 | 6.0061 | 0.33831 | 0 | 0.33831 | 22.2412 | 96.6233 | 0 | 0.9858 | 0.9858 | 0.11744 | 0.9858 | 0 | 0.46826 | 1.8833 | 0 | 8.3603
2025-06-17 15:00 | 0.58471 | 40.7228 | 94.8492 | 58.5278 | 0.48847 | 1.5534 | 0.73322 | 0.73322 | 0.73322 | 211.8642 | 0.5381 | 0 | 0 | 1.5534 | 0.77181 | 0.73322 | 0 | 0 | 0.24351 | 6.0061 | 0.24351 | 0 | 0.24351 | 22.459 | 97.5696 | 0 | 1.698 | 1.698 | 0.20229 | 1.698 | 0 | 0.80654 | 1.2427 | 0 | 7.5596
2025-06-17 16:00 | 0.41328 | 28.0848 | 101.4939 | 72.0104 | 0.29672 | 0.94362 | 0.68374 | 0.68374 | 0.68374 | 138.0081 | 0.048616 | 0 | 0 | 0.94362 | 0.71973 | 0.68374 | 0 | 0 | 0.17527 | 6.0061 | 0.17527 | 0 | 0.17527 | 22.6157 | 98.2506 | 0 | 1.5834 | 1.5834 | 0.18864 | 1.5834 | 0 | 0.75211 | 0.75489 | 0 | 6.9498
2025-06-17 17:00 | 0.21765 | 15.7374 | 108.0708 | 85.7243 | 0.10311 | 0.32791 | 0.44382 | 0.44382 | 0.44382 | 73.8822 | 0 | 0 | 0 | 0.32791 | 0.46718 | 0.44382 | 0 | 0 | 0.12616 | 6.0061 | 0 | 0.13928 | -0.13928 | 22.46 | 97.5741 | 0 | 1.0278 | 1.0278 | 0.12245 | 1.0278 | 0 | 0.4882 | 0.26232 | 0 | 6.3341
2025-06-17 18:00 | 0.055247 | 3.8618 | 115.1479 | 99.4864 | 0.016761 | 0.053304 | 0.85913 | 0.85913 | 0.85913 | 6.2044 | 0 | 1.1102e-16 | 0 | 0.053304 | 0.90434 | 0.85913 | 0 | 0 | 0.30626 | 6.0061 | 0 | 0.85104 | -0.85104 | 21.5085 | 93.4405 | 0 | 1.9895 | 1.9895 | 0.23703 | 1.9895 | 0 | 0.94504 | 0.042643 | 0 | 6.0595
2025-06-17 19:00 | 0 | 0 | 123.2277 | 90 | 0 | 0 | 0.48425 | 0.48425 | 0.48425 | 0 | 0 | 0 | 0 | 0 | 0.50974 | 0.48425 | 0 | 0 | 1.0671 | 6.0061 | 0 | 0.50974 | -0.50974 | 20.9386 | 90.9647 | 0 | 1.1214 | 1.1214 | 0.1336 | 1.1214 | 0 | 0.53268 | 0 | 0 | 6.0061
2025-06-17 20:00 | 0 | 0 | 132.8467 | 90 | 0 | 0 | 0.57566 | 0.57566 | 0.57566 | 0 | 0 | 1.1102e-16 | 0 | 0 | 0.60596 | 0.57566 | 0 | 0 | 1.3992 | 6.0061 | 0 | 0.60596 | -0.60596 | 20.2611 | 88.0214 | 0 | 1.3331 | 1.3331 | 0.15882 | 1.3331 | 0 | 0.63323 | 0 | 0 | 6.0061
2025-06-17 21:00 | 0 | 0 | 144.5509 | 90 | 0 | 0 | 0.76435 | 0.76435 | 0.76435 | 0 | 0 | 1.1102e-16 | 0 | 0 | 0.80458 | 0.76435 | 0 | 0 | 1.8071 | 6.0061 | 0 | 0.80458 | -0.80458 | 19.3616 | 84.1135 | 0 | 1.7701 | 1.7701 | 0.21088 | 1.7701 | 0 | 0.84079 | 0 | 0 | 6.0061
2025-06-17 22:00 | 0 | 0 | 158.6627 | 90 | 0 | 0 | 0.80793 | 0.80793 | 0.80793 | 0 | 0 | 1.1102e-16 | 0 | 0 | 0.85045 | 0.80793 | 0 | 0 | 2.3759 | 6.0061 | 0 | 0.85045 | -0.85045 | 18.4107 | 79.9827 | 0 | 1.871 | 1.871 | 0.2229 | 1.871 | 0 | 0.88872 | 0 | 0 | 6.0061
2025-06-17 23:00 | 0 | 0 | 174.7856 | 90 | 0 | 0 | 0.49947 | 0.49947 | 0.49947 | 0 | 0 | 1.1102e-16 | 0 | 0 | 0.52575 | 0.49947 | 0 | 0 | 2.9476 | 6.0061 | 0 | 0.52575 | -0.52575 | 17.8229 | 77.4291 | 0 | 1.1567 | 1.1567 | 0.1378 | 1.1567 | 0 | 0.54941 | 0 | 0 | 6.0061
2025-06-18 | 0 | 0 | -168.5779 | 90 | 0 | 0 | 0.31241 | 0.31241 | 0.31241 | 0 | 0 | 5.5511e-17 | 0 | 0 | 0.32885 | 0.31241 | 0 | 0 | 3.2043 | 6.0061 | 0 | 0.32885 | -0.32885 | 17.4553 | 75.8318 | 0 | 0.72347 | 0.72347 | 0.086192 | 0.72347 | 0 | 0.34365 | 0 | 0 | 6.0061
2025-06-18 01:00 | 0 | 0 | -153.1043 | 90 | 0 | 0 | 0.30331 | 0.30331 | 0.30331 | 0 | 0 | 5.5511e-17 | 0 | 0 | 0.31927 | 0.30331 | 0 | 0 | 3.3241 | 6.0061 | 0 | 0.31927 | -0.31927 | 17.0983 | 74.281 | 0 | 0.7024 | 0.7024 | 0.083682 | 0.7024 | 0 | 0.33364 | 0 | 0 | 6.0061
2025-06-18 02:00 | 0 | 0 | -139.9062 | 90 | 0 | 0 | 0.33028 | 0.33028 | 0.33028 | 0 | 0 | 5.5511e-17 | 0 | 0 | 0.34766 | 0.33028 | 0 | 0 | 3.4831 | 6.0061 | 0 | 0.34766 | -0.34766 | 16.7096 | 72.5924 | 0 | 0.76485 | 0.76485 | 0.091121 | 0.76485 | 0 | 0.3633 | 0 | 0 | 6.0061
2025-06-18 03:00 | 0 | 0 | -129.0456 | 90 | 0 | 0 | 0.4023 | 0.4023 | 0.4023 | 0 | 0 | 5.5511e-17 | 0 | 0 | 0.42347 | 0.4023 | 0 | 0 | 3.69 | 6.0061 | 0 | 0.42347 | -0.42347 | 16.2362 | 70.5356 | 0 | 0.93163 | 0.93163 | 0.11099 | 0.93163 | 0 | 0.44253 | 0 | 0 | 6.0061
2025-06-18 04:00 | 0.0031909 | 0 | -120.072 | 90 | 0 | 0 | 0.30738 | 0.30738 | 0.30738 | 0 | 0 | 0 | 0 | 0 | 0.32355 | 0.30738 | 0 | 0 | 3.9702 | 6.0061 | 0 | 0.32355 | -0.32355 | 15.8744 | 68.964 | 0 | 0.71182 | 0.71182 | 0.084803 | 0.71182 | 0 | 0.33811 | 0 | 0 | 6.0061
2025-06-18 05:00 | 0.1066 | 8.2657 | -112.4307 | 94.3255 | 0.040627 | 0.1292 | 0.40171 | 0.40171 | 0.40171 | 32.1626 | 0 | 5.5511e-17 | 0 | 0.1292 | 0.42285 | 0.40171 | 0 | 0 | 4.1515 | 5.9632 | 0 | 0.29365 | -0.29365 | 15.5461 | 67.5377 | 0 | 0.93028 | 0.93028 | 0.11083 | 0.93028 | 0 | 0.44188 | 0.10336 | 0 | 6.0924
2025-06-18 06:00 | 0.21062 | 20.3406 | -105.6032 | 80.5667 | 0.16636 | 0.52905 | 0.43056 | 0.43056 | 0.43056 | 122.876 | 0 | 0 | 0 | 0.52905 | 0.45322 | 0.43056 | 0 | 0 | 4.3173 | 5.6695 | 0.075833 | 0 | 0.075833 | 15.6139 | 67.8324 | 0 | 0.99708 | 0.99708 | 0.11879 | 0.99708 | 0 | 0.47361 | 0.42324 | 0 | 6.1986
2025-06-18 07:00 | 0.36121 | 32.8147 | -99.0815 | 66.9179 | 0.30798 | 0.97944 | 0.4518 | 0.4518 | 0.4518 | 216.7859 | 0 | 0 | 0 | 0.97944 | 0.47558 | 0.4518 | 0 | 0 | 4.1748 | 5.7302 | 0.50386 | 0 | 0.50386 | 16.0646 | 69.7902 | 0 | 1.0463 | 1.0463 | 0.12465 | 1.0463 | 0 | 0.49698 | 0.78355 | 0 | 6.7096
2025-06-18 08:00 | 0.45918 | 45.5195 | -92.217 | 53.5955 | 0.41671 | 1.3252 | 0.41146 | 0.41146 | 0.41146 | 322.0731 | 0 | 0 | 0 | 1.3252 | 0.43312 | 0.41146 | 0 | 0 | 3.7841 | 6.0061 | 0.89209 | 0 | 0.89209 | 16.8625 | 73.2566 | 0 | 0.95286 | 0.95286 | 0.11352 | 0.95286 | 0 | 0.45261 | 1.0602 | 0 | 7.3314
2025-06-18 09:00 | 0.80573 | 58.2777 | -83.7492 | 41.0209 | 0.73096 | 2.3246 | 0.4334 | 0.4334 | 0.4334 | 536.3542 | 0 | 0 | 0 | 2.3246 | 0.45621 | 0.4334 | 0 | 0 | 3.1935 | 6.0061 | 1.8684 | 0 | 1.8684 | 18.5336 | 80.5165 | 0 | 1.0037 | 1.0037 | 0.11957 | 1.0037 | 0 | 0.47674 | 1.8597 | 0 | 8.3307
2025-06-18 10:00 | 0.81601 | 70.7224 | -69.6769 | 30.2267 | 0.76295 | 2.4263 | 0.38281 | 0.38281 | 0.38281 | 633.8218 | 0.038735 | 0 | 0 | 2.4263 | 0.40295 | 0.38281 | 0 | 0 | 1.9846 | 6.0061 | 1.9846 | 0 | 1.9846 | 20.3087 | 88.2282 | 0 | 0.8865 | 0.8865 | 0.10561 | 0.8865 | 0 | 0.42109 | 1.9411 | 0 | 8.4325
2025-06-18 11:00 | 0.80521 | 80.7876 | -28.1014 | 23.833 | 0.761 | 2.4201 | 0.32227 | 0.32227 | 0.32227 | 750.9484 | 1.2319 | 0 | 0 | 2.4201 | 0.33923 | 0.32227 | 0 | 0 | 0.84893 | 6.0061 | 0.84893 | 0 | 0.84893 | 21.068 | 91.5269 | 0 | 0.74631 | 0.74631 | 0.088913 | 0.74631 | 0 | 0.3545 | 1.9361 | 0 | 8.4263
2025-06-18 12:00 | 0.87298 | 77.7356 | 50.5001 | 25.4347 | 0.82204 | 2.6142 | 0.66964 | 0.66964 | 0.66964 | 390.3903 | 1.2983 | 0 | 0 | 2.6142 | 0.70489 | 0.66964 | 0 | 0 | 0.61105 | 6.0061 | 0.61105 | 0 | 0.61105 | 21.6146 | 93.9012 | 0 | 1.5507 | 1.5507 | 0.18475 | 1.5507 | 0 | 0.73661 | 2.0914 | 0 | 8.6204
2025-06-18 13:00 | 0.74683 | 66.1823 | 76.136 | 33.9136 | 0.69489 | 2.2099 | 0.74002 | 0.74002 | 0.74002 | 298.6214 | 0.99107 | 0 | 0 | 2.2099 | 0.77897 | 0.74002 | 0 | 0 | 0.43982 | 6.0061 | 0.43982 | 0 | 0.43982 | 22.008 | 95.6102 | 0 | 1.7137 | 1.7137 | 0.20417 | 1.7137 | 0 | 0.81402 | 1.7679 | 0 | 8.216
2025-06-18 14:00 | 0.44297 | 53.5449 | 87.2241 | 45.5626 | 0.41336 | 1.3146 | 0.82438 | 0.82438 | 0.82438 | 159.4601 | 0.13022 | 0 | 0 | 1.3146 | 0.86777 | 0.82438 | 0 | 0 | 0.31657 | 6.0061 | 0.31657 | 0 | 0.31657 | 22.2911 | 96.8403 | 0 | 1.9091 | 1.9091 | 0.22744 | 1.9091 | 0 | 0.90682 | 1.0516 | 0 | 7.3207
2025-06-18 15:00 | 0.42538 | 40.7811 | 94.8646 | 58.4888 | 0.37956 | 1.2071 | 0.63588 | 0.63588 | 0.63588 | 189.8254 | 0.30985 | 0 | 0 | 1.2071 | 0.66935 | 0.63588 | 0 | 0 | 0.22786 | 6.0061 | 0.22786 | 0 | 0.22786 | 22.4949 | 97.7257 | 0 | 1.4726 | 1.4726 | 0.17543 | 1.4726 | 0 | 0.69947 | 0.96565 | 0 | 7.2132
2025-06-18 16:00 | 0.30164 | 28.1435 | 101.5046 | 71.9661 | 0.25222 | 0.8021 | 0.96195 | 0.96195 | 0.96195 | 83.3825 | 0 | 0 | 0 | 0.8021 | 1.0126 | 0.96195 | 0 | 0 | 0.16401 | 6.0061 | 0 | 0.21048 | -0.21048 | 22.2596 | 96.7034 | 0 | 2.2277 | 2.2277 | 0.2654 | 2.2277 | 0 | 1.0581 | 0.64168 | 0 | 6.8082
2025-06-18 17:00 | 0.16964 | 15.7965 | 108.0769 | 85.6759 | 0.11901 | 0.37847 | 0.60213 | 0.60213 | 0.60213 | 62.8561 | 0 | 0 | 0 | 0.37847 | 0.63382 | 0.60213 | 0 | 0 | 0.42454 | 6.0061 | 0 | 0.25535 | -0.25535 | 21.9741 | 95.4632 | 0 | 1.3944 | 1.3944 | 0.16612 | 1.3944 | 0 | 0.66234 | 0.30278 | 0 | 6.3846
2025-06-18 18:00 | 0.036956 | 3.9213 | 115.1488 | 99.4347 | 0.0282 | 0.08968 | 0.83529 | 0.83529 | 0.83529 | 10.7365 | 0 | 0 | 0 | 0.08968 | 0.87925 | 0.83529 | 0 | 0 | 0.65245 | 6.0061 | 0 | 0.78957 | -0.78957 | 21.0913 | 91.6281 | 0 | 1.9343 | 1.9343 | 0.23045 | 1.9343 | 0 | 0.91881 | 0.071744 | 0 | 6.0958
2025-06-18 19:00 | 0 | 0 | 123.2221 | 90 | 0 | 0 | 0.68265 | 0.68265 | 0.68265 | 0 | 0 | 0 | 0 | 0 | 0.71858 | 0.68265 | 0 | 0 | 1.3208 | 6.0061 | 0 | 0.71858 | -0.71858 | 20.2879 | 88.1379 | 0 | 1.5809 | 1.5809 | 0.18834 | 1.5809 | 0 | 0.75092 | 0 | 0 | 6.0061
2025-06-18 20:00 | 0 | 0 | 132.8323 | 90 | 0 | 0 | 0.84856 | 0.84856 | 0.84856 | 0 | 0 | 1.1102e-16 | 0 | 0 | 0.89322 | 0.84856 | 0 | 0 | 1.8259 | 6.0061 | 0 | 0.89322 | -0.89322 | 19.2893 | 83.7994 | 0 | 1.9651 | 1.9651 | 0.23411 | 1.9651 | 0 | 0.93341 | 0 | 0 | 6.0061
2025-06-18 21:00 | 0 | 0 | 144.5244 | 90 | 0 | 0 | 0.76481 | 0.76481 | 0.76481 | 0 | 0 | 1.1102e-16 | 0 | 0 | 0.80506 | 0.76481 | 0 | 0 | 2.4552 | 6.0061 | 0 | 0.80506 | -0.80506 | 18.3892 | 79.8891 | 0 | 1.7711 | 1.7711 | 0.21101 | 1.7711 | 0 | 0.84129 | 0 | 0 | 6.0061
2025-06-18 22:00 | 0 | 0 | 158.621 | 90 | 0 | 0 | 0.86997 | 0.86997 | 0.86997 | 0 | 0 | 1.1102e-16 | 0 | 0 | 0.91575 | 0.86997 | 0 | 0 | 2.9643 | 6.0061 | 0 | 0.91575 | -0.91575 | 17.3653 | 75.4411 | 0 | 2.0147 | 2.0147 | 0.24002 | 2.0147 | 0 | 0.95696 | 0 | 0 | 6.0061
2025-06-18 23:00 | 0 | 0 | 174.729 | 90 | 0 | 0 | 0.68265 | 0.68265 | 0.68265 | 0 | 0 | 0 | 0 | 0 | 0.71858 | 0.68265 | 0 | 0 | 3.5682 | 6.0061 | 0 | 0.71858 | -0.71858 | 16.5619 | 71.9509 | 0 | 1.5809 | 1.5809 | 0.18834 | 1.5809 | 0 | 0.75091 | 0 | 0 | 6.0061
2025-06-19 | 0 | 0 | -168.6428 | 90 | 0 | 0 | 0.24216 | 0.24216 | 0.24216 | 0 | 0 | 5.5511e-17 | 0 | 0 | 0.25491 | 0.24216 | 0 | 0 | 3.9762 | 6.0061 | 0 | 0.25491 | -0.25491 | 16.277 | 70.7128 | 0 | 0.56079 | 0.56079 | 0.066811 | 0.56079 | 0 | 0.26638 | 0 | 0 | 6.0061
2025-06-19 01:00 | 0 | 0 | -153.169 | 90 | 0 | 0 | 0.20141 | 0.20141 | 0.20141 | 0 | 0 | 2.7756e-17 | 0 | 0 | 0.21201 | 0.20141 | 0 | 0 | 3.9905 | 6.0061 | 0 | 0.21201 | -0.21201 | 16.0399 | 69.683 | 0 | 0.46642 | 0.46642 | 0.055568 | 0.46642 | 0 | 0.22155 | 0 | 0 | 6.0061
2025-06-19 02:00 | 0 | 0 | -139.9664 | 90 | 0 | 0 | 0.50271 | 0.50271 | 0.50271 | 0 | 0 | 0 | 0 | 0 | 0.52917 | 0.50271 | 0 | 0 | 4.0475 | 6.0061 | 0 | 0.52917 | -0.52917 | 15.4483 | 67.1128 | 0 | 1.1642 | 1.1642 | 0.1387 | 1.1642 | 0 | 0.55298 | 0 | 0 | 6.0061
2025-06-19 03:00 | 0 | 0 | -129.1005 | 90 | 0 | 0 | 0.30556 | 0.30556 | 0.30556 | 0 | 0 | 5.5511e-17 | 0 | 0 | 0.32165 | 0.30556 | 0 | 0 | 4.4312 | 5.5821 | 0 | 0.32165 | -0.32165 | 15.0887 | 65.5505 | 0 | 0.70762 | 0.70762 | 0.084303 | 0.70762 | 0 | 0.33612 | 0 | 0 | 5.5821
2025-06-19 04:00 | 0.0034191 | 0 | -120.1227 | 90 | 0 | 0 | 0.24835 | 0.24835 | 0.24835 | 0 | 0 | 0 | 0 | 0 | 0.26142 | 0.24835 | 0 | 0 | 4.5982 | 5.2604 | 0 | 0.26142 | -0.26142 | 14.7964 | 64.2808 | 0 | 0.57513 | 0.57513 | 0.068519 | 0.57513 | 0 | 0.27319 | 0 | 0 | 5.2604
2025-06-19 05:00 | 0.11851 | 8.2364 | -112.4791 | 94.3744 | 0.028344 | 0.090139 | 0.33703 | 0.33703 | 0.33703 | 26.7449 | 0 | 0 | 0 | 0.090139 | 0.35477 | 0.33703 | 0 | 0 | 4.7299 | 4.999 | 0 | 0.26463 | -0.26463 | 14.5005 | 62.9954 | 0 | 0.78049 | 0.78049 | 0.092985 | 0.78049 | 0 | 0.37073 | 0.072111 | 0 | 5.0891
2025-06-19 06:00 | 0.30798 | 20.3078 | -105.6518 | 80.6183 | 0.17156 | 0.5456 | 0.30308 | 0.30308 | 0.30308 | 180.0186 | 0 | 0 | 0 | 0.5456 | 0.31903 | 0.30308 | 0 | 0 | 4.882 | 4.7344 | 0.22657 | 0 | 0.22657 | 14.7032 | 63.8758 | 0 | 0.70187 | 0.70187 | 0.083618 | 0.70187 | 0 | 0.33339 | 0.43648 | 0 | 5.28
2025-06-19 07:00 | 0.46115 | 32.7794 | -99.1336 | 66.9716 | 0.36007 | 1.1451 | 0.30127 | 0.30127 | 0.30127 | 380.0838 | 0 | 0 | 0 | 1.1451 | 0.31713 | 0.30127 | 0 | 0 | 4.6412 | 4.9156 | 0.82797 | 0 | 0.82797 | 15.4437 | 67.093 | 0 | 0.69769 | 0.69769 | 0.08312 | 0.69769 | 0 | 0.3314 | 0.91608 | 0 | 6.0607
2025-06-19 08:00 | 0.62395 | 45.4831 | -92.278 | 53.651 | 0.53947 | 1.7156 | 0.42145 | 0.42145 | 0.42145 | 407.0737 | 0 | 0 | 0 | 1.7156 | 0.44363 | 0.42145 | 0 | 0 | 4.0409 | 5.578 | 1.272 | 0 | 1.272 | 16.5814 | 72.0355 | 0 | 0.97598 | 0.97598 | 0.11628 | 0.97598 | 0 | 0.46359 | 1.3725 | 0 | 7.2936
2025-06-19 09:00 | 0.68095 | 58.2418 | -83.8313 | 41.0771 | 0.62398 | 1.9844 | 0.42611 | 0.42611 | 0.42611 | 465.6926 | 0 | 0 | 0 | 1.9844 | 0.44854 | 0.42611 | 0 | 0 | 3.2277 | 6.0061 | 1.5358 | 0 | 1.5358 | 17.9551 | 78.0033 | 0 | 0.98678 | 0.98678 | 0.11756 | 0.98678 | 0 | 0.46872 | 1.5875 | 0 | 7.9905
2025-06-19 10:00 | 0.83184 | 70.6919 | -69.8197 | 30.2794 | 0.77709 | 2.4713 | 0.26327 | 0.26327 | 0.26327 | 938.6741 | 0 | 0 | 0 | 2.4713 | 0.27713 | 0.26327 | 0 | 0 | 2.3263 | 6.0061 | 2.1942 | 0 | 2.1942 | 19.9176 | 86.5291 | 0 | 0.60969 | 0.60969 | 0.072636 | 0.60969 | 0 | 0.2896 | 1.977 | 0 | 8.4774
2025-06-19 11:00 | 0.99309 | 80.7891 | -28.4523 | 23.8687 | 0.93584 | 2.9761 | 0.25342 | 0.25342 | 0.25342 | 1174.41 | 1.6801 | 0 | 0 | 2.9761 | 0.26675 | 0.25342 | 0 | 0 | 1.0292 | 6.0061 | 1.0292 | 0 | 1.0292 | 20.8382 | 90.5285 | 0 | 0.58686 | 0.58686 | 0.069916 | 0.58686 | 0 | 0.27876 | 2.3809 | 0 | 8.9823
2025-06-19 12:00 | 0.99721 | 77.7894 | 50.424 | 25.4377 | 0.93734 | 2.9809 | 0.60495 | 0.60495 | 0.60495 | 492.7495 | 1.6611 | 0 | 0 | 2.9809 | 0.63679 | 0.60495 | 0 | 0 | 0.68305 | 6.0061 | 0.68305 | 0 | 0.68305 | 21.4491 | 93.1826 | 0 | 1.4009 | 1.4009 | 0.1669 | 1.4009 | 0 | 0.66545 | 2.3847 | 0 | 8.9871
2025-06-19 13:00 | 0.83137 | 66.2385 | 76.1406 | 33.8922 | 0.7702 | 2.4494 | 0.82473 | 0.82473 | 0.82473 | 296.9875 | 1.0896 | 0 | 0 | 2.4494 | 0.86814 | 0.82473 | 0 | 0 | 0.49164 | 6.0061 | 0.49164 | 0 | 0.49164 | 21.8889 | 95.093 | 0 | 1.9099 | 1.9099 | 0.22754 | 1.9099 | 0 | 0.90721 | 1.9595 | 0 | 8.4555
2025-06-19 14:00 | 0.75342 | 53.6008 | 87.2333 | 45.5286 | 0.67265 | 2.1391 | 0.51933 | 0.51933 | 0.51933 | 411.9048 | 1.2386 | 0 | 0 | 2.1391 | 0.54666 | 0.51933 | 0 | 0 | 0.35387 | 6.0061 | 0.35387 | 0 | 0.35387 | 22.2054 | 96.468 | 0 | 1.2026 | 1.2026 | 0.14328 | 1.2026 | 0 | 0.57126 | 1.7113 | 0 | 8.1453
2025-06-19 15:00 | 0.61122 | 40.8371 | 94.8714 | 58.4478 | 0.50742 | 1.6137 | 0.85809 | 0.85809 | 0.85809 | 188.0563 | 0.45572 | 0 | 0 | 1.6137 | 0.90325 | 0.85809 | 0 | 0 | 0.25471 | 6.0061 | 0.25471 | 0 | 0.25471 | 22.4332 | 97.4578 | 0 | 1.9871 | 1.9871 | 0.23674 | 1.9871 | 0 | 0.94389 | 1.2909 | 0 | 7.6198
2025-06-19 16:00 | 0.42005 | 28.1996 | 101.508 | 71.9204 | 0.30024 | 0.95481 | 0.72403 | 0.72403 | 0.72403 | 131.8733 | 0.0093305 | 0 | 0 | 0.95481 | 0.76214 | 0.72403 | 0 | 0 | 0.18334 | 6.0061 | 0.18334 | 0 | 0.18334 | 22.5972 | 98.1701 | 0 | 1.6767 | 1.6767 | 0.19976 | 1.6767 | 0 | 0.79644 | 0.76385 | 0 | 6.961
2025-06-19 17:00 | 0.23692 | 15.8527 | 108.0764 | 85.627 | 0.097701 | 0.3107 | 0.78811 | 0.78811 | 0.78811 | 39.424 | 0 | 1.1102e-16 | 0 | 0.3107 | 0.82959 | 0.78811 | 0 | 0 | 0.13196 | 6.0061 | 0 | 0.51888 | -0.51888 | 22.0171 | 95.6499 | 0 | 1.8251 | 1.8251 | 0.21743 | 1.8251 | 0 | 0.86692 | 0.24856 | 0 | 6.3169
2025-06-19 18:00 | 0.060913 | 3.9772 | 115.1436 | 99.3832 | 0.012899 | 0.041021 | 0.67103 | 0.67103 | 0.67103 | 6.1132 | 0 | 1.1102e-16 | 0 | 0.041021 | 0.70634 | 0.67103 | 0 | 0 | 0.6551 | 6.0061 | 0 | 0.66532 | -0.66532 | 21.2732 | 92.4183 | 0 | 1.554 | 1.554 | 0.18513 | 1.554 | 0 | 0.73813 | 0.032817 | 0 | 6.0472
2025-06-19 19:00 | 0 | 0 | 123.2108 | 90 | 0 | 0 | 0.61208 | 0.61208 | 0.61208 | 0 | 0 | 1.1102e-16 | 0 | 0 | 0.64429 | 0.61208 | 0 | 0 | 1.197 | 6.0061 | 0 | 0.64429 | -0.64429 | 20.5529 | 89.2889 | 0 | 1.4174 | 1.4174 | 0.16887 | 1.4174 | 0 | 0.67328 | 0 | 0 | 6.0061
2025-06-19 20:00 | 0 | 0 | 132.8126 | 90 | 0 | 0 | 0.6701 | 0.6701 | 0.6701 | 0 | 0 | 0 | 0 | 0 | 0.70537 | 0.6701 | 0 | 0 | 1.6482 | 6.0061 | 0 | 0.70537 | -0.70537 | 19.7643 | 85.8628 | 0 | 1.5518 | 1.5518 | 0.18488 | 1.5518 | 0 | 0.73711 | 0 | 0 | 6.0061
2025-06-19 21:00 | 0 | 0 | 144.4934 | 90 | 0 | 0 | 0.78473 | 0.78473 | 0.78473 | 0 | 0 | 1.1102e-16 | 0 | 0 | 0.82603 | 0.78473 | 0 | 0 | 2.126 | 6.0061 | 0 | 0.82603 | -0.82603 | 18.8407 | 81.8507 | 0 | 1.8173 | 1.8173 | 0.2165 | 1.8173 | 0 | 0.8632 | 0 | 0 | 6.0061
2025-06-19 22:00 | 0 | 0 | 158.5762 | 90 | 0 | 0 | 0.7046 | 0.7046 | 0.7046 | 0 | 0 | 1.1102e-16 | 0 | 0 | 0.74169 | 0.7046 | 0 | 0 | 2.6903 | 6.0061 | 0 | 0.74169 | -0.74169 | 18.0115 | 78.2482 | 0 | 1.6317 | 1.6317 | 0.1944 | 1.6317 | 0 | 0.77506 | 0 | 0 | 6.0061
2025-06-19 23:00 | 0 | 0 | 174.6713 | 90 | 0 | 0 | 0.81918 | 0.81918 | 0.81918 | 0 | 0 | 1.1102e-16 | 0 | 0 | 0.8623 | 0.81918 | 0 | 0 | 3.1507 | 6.0061 | 0 | 0.8623 | -0.8623 | 17.0474 | 74.0599 | 0 | 1.8971 | 1.8971 | 0.22601 | 1.8971 | 0 | 0.9011 | 0 | 0 | 6.0061
2025-06-20 | 0 | 0 | -168.7065 | 90 | 0 | 0 | 0.26859 | 0.26859 | 0.26859 | 0 | 0 | 5.5511e-17 | 0 | 0 | 0.28273 | 0.26859 | 0 | 0 | 3.7201 | 6.0061 | 0 | 0.28273 | -0.28273 | 16.7313 | 72.6867 | 0 | 0.62201 | 0.62201 | 0.074104 | 0.62201 | 0 | 0.29545 | 0 | 0 | 6.0061
2025-06-20 01:00 | 0 | 0 | -153.2307 | 90 | 0 | 0 | 0.23155 | 0.23155 | 0.23155 | 0 | 0 | 2.7756e-17 | 0 | 0 | 0.24373 | 0.23155 | 0 | 0 | 3.7513 | 6.0061 | 0 | 0.24373 | -0.24373 | 16.4588 | 71.5028 | 0 | 0.53621 | 0.53621 | 0.063882 | 0.53621 | 0 | 0.2547 | 0 | 0 | 6.0061
2025-06-20 02:00 | 0 | 0 | -140.0223 | 90 | 0 | 0 | 0.38899 | 0.38899 | 0.38899 | 0 | 0 | 0 | 0 | 0 | 0.40946 | 0.38899 | 0 | 0 | 3.829 | 6.0061 | 0 | 0.40946 | -0.40946 | 16.001 | 69.514 | 0 | 0.90081 | 0.90081 | 0.10732 | 0.90081 | 0 | 0.42788 | 0 | 0 | 6.0061
2025-06-20 03:00 | 0 | 0 | -129.1504 | 90 | 0 | 0 | 0.47682 | 0.47682 | 0.47682 | 0 | 0 | 5.5511e-17 | 0 | 0 | 0.50191 | 0.47682 | 0 | 0 | 4.097 | 6.0061 | 0 | 0.50191 | -0.50191 | 15.4399 | 67.0762 | 0 | 1.1042 | 1.1042 | 0.13155 | 1.1042 | 0 | 0.5245 | 0 | 0 | 6.0061
2025-06-20 04:00 | 0.0029992 | 0 | -120.1679 | 90 | 0 | 0 | 0.41149 | 0.41149 | 0.41149 | 0 | 0 | 5.5511e-17 | 0 | 0 | 0.43315 | 0.41149 | 0 | 0 | 4.4406 | 5.5745 | 0 | 0.43315 | -0.43315 | 14.9556 | 64.9723 | 0 | 0.95293 | 0.95293 | 0.11353 | 0.95293 | 0 | 0.45264 | 0 | 0 | 5.5745
2025-06-20 05:00 | 0.10276 | 8.2033 | -112.5217 | 94.4238 | 0.043128 | 0.13715 | 0.30173 | 0.30173 | 0.30173 | 45.456 | 0 | 5.5511e-17 | 0 | 0.13715 | 0.31761 | 0.30173 | 0 | 0 | 4.705 | 5.1414 | 0 | 0.18046 | -0.18046 | 14.7538 | 64.0958 | 0 | 0.69874 | 0.69874 | 0.083246 | 0.69874 | 0 | 0.3319 | 0.10972 | 0 | 5.2785
2025-06-20 06:00 | 0.28512 | 20.2716 | -105.694 | 80.6696 | 0.17027 | 0.54149 | 0.35256 | 0.35256 | 0.35256 | 153.5888 | 0 | 0 | 0 | 0.54149 | 0.37111 | 0.35256 | 0 | 0 | 4.7457 | 4.9609 | 0.17037 | 0 | 0.17037 | 14.9062 | 64.7578 | 0 | 0.81644 | 0.81644 | 0.097268 | 0.81644 | 0 | 0.38781 | 0.43319 | 0 | 5.5024
2025-06-20 07:00 | 0.52684 | 32.7412 | -99.1783 | 67.0243 | 0.39727 | 1.2634 | 0.38898 | 0.38898 | 0.38898 | 324.8027 | 0 | 0 | 0 | 1.2634 | 0.40945 | 0.38898 | 0 | 0 | 4.5426 | 5.0972 | 0.85395 | 0 | 0.85395 | 15.67 | 68.076 | 0 | 0.90078 | 0.90078 | 0.10732 | 0.90078 | 0 | 0.42787 | 1.0107 | 0 | 6.3606
2025-06-20 08:00 | 0.72139 | 45.4438 | -92.33 | 53.7045 | 0.61507 | 1.956 | 0.32382 | 0.32382 | 0.32382 | 604.053 | 0 | 0 | 0 | 1.956 | 0.34086 | 0.32382 | 0 | 0 | 3.9155 | 5.7804 | 1.6152 | 0 | 1.6152 | 17.1147 | 74.3521 | 0 | 0.74989 | 0.74989 | 0.08934 | 0.74989 | 0 | 0.3562 | 1.5648 | 0 | 7.7364
2025-06-20 09:00 | 0.81738 | 58.2029 | -83.9014 | 41.13 | 0.74051 | 2.355 | 0.43351 | 0.43351 | 0.43351 | 543.233 | 0 | 0 | 0 | 2.355 | 0.45632 | 0.43351 | 0 | 0 | 2.8557 | 6.0061 | 1.8986 | 0 | 1.8986 | 18.8129 | 81.7296 | 0 | 1.0039 | 1.0039 | 0.1196 | 1.0039 | 0 | 0.47686 | 1.884 | 0 | 8.3611
2025-06-20 10:00 | 1.0024 | 70.6576 | -69.9441 | 30.3271 | 0.93339 | 2.9683 | 0.48234 | 0.48234 | 0.48234 | 615.3978 | 0.72445 | 0 | 0 | 2.9683 | 0.50773 | 0.48234 | 0 | 0 | 1.7362 | 6.0061 | 1.7362 | 0 | 1.7362 | 20.3657 | 88.4758 | 0 | 1.117 | 1.117 | 0.13308 | 1.117 | 0 | 0.53058 | 2.3747 | 0 | 8.9745
2025-06-20 11:00 | 1.0344 | 80.7839 | -28.7854 | 23.8977 | 0.97444 | 3.0989 | 0.2718 | 0.2718 | 0.2718 | 1140.156 | 1.9817 | 0 | 0 | 3.0989 | 0.2861 | 0.2718 | 0 | 0 | 0.83108 | 6.0061 | 0.83108 | 0 | 0.83108 | 21.1091 | 91.7051 | 0 | 0.62942 | 0.62942 | 0.074987 | 0.62942 | 0 | 0.29897 | 2.4791 | 0 | 9.105
2025-06-20 12:00 | 1.0227 | 77.8386 | 50.3229 | 25.4345 | 0.96106 | 3.0563 | 0.87046 | 0.87046 | 0.87046 | 351.1198 | 1.5419 | 0 | 0 | 3.0563 | 0.91627 | 0.87046 | 0 | 0 | 0.59819 | 6.0061 | 0.59819 | 0 | 0.59819 | 21.6441 | 94.0295 | 0 | 2.0158 | 2.0158 | 0.24015 | 2.0158 | 0 | 0.9575 | 2.4451 | 0 | 9.0625
2025-06-20 13:00 | 0.96312 | 66.2919 | 76.1295 | 33.8663 | 0.88966 | 2.8293 | 0.79078 | 0.79078 | 0.79078 | 357.7817 | 1.5663 | 0 | 0 | 2.8293 | 0.8324 | 0.79078 | 0 | 0 | 0.43057 | 6.0061 | 0.43057 | 0 | 0.43057 | 22.0292 | 95.7026 | 0 | 1.8313 | 1.8313 | 0.21817 | 1.8313 | 0 | 0.86986 | 2.2634 | 0 | 8.8354
2025-06-20 14:00 | 0.74039 | 53.6544 | 87.2315 | 45.4914 | 0.66176 | 2.1045 | 0.76298 | 0.76298 | 0.76298 | 275.8259 | 0.99145 | 0 | 0 | 2.1045 | 0.80314 | 0.76298 | 0 | 0 | 0.30991 | 6.0061 | 0.30991 | 0 | 0.30991 | 22.3064 | 96.9068 | 0 | 1.7669 | 1.7669 | 0.2105 | 1.7669 | 0 | 0.83928 | 1.6836 | 0 | 8.1106
2025-06-20 15:00 | 0.5704 | 40.8907 | 94.8696 | 58.4046 | 0.47886 | 1.5229 | 0.64236 | 0.64236 | 0.64236 | 237.0717 | 0.62362 | 0 | 0 | 1.5229 | 0.67617 | 0.64236 | 0 | 0 | 0.22307 | 6.0061 | 0.22307 | 0 | 0.22307 | 22.5059 | 97.7736 | 0 | 1.4876 | 1.4876 | 0.17722 | 1.4876 | 0 | 0.7066 | 1.2183 | 0 | 7.529
2025-06-20 16:00 | 0.36547 | 28.2531 | 101.5041 | 71.8736 | 0.27952 | 0.88891 | 0.7117 | 0.7117 | 0.7117 | 124.8995 | 0 | 0 | 0 | 0.88891 | 0.74916 | 0.7117 | 0 | 0 | 0.16056 | 6.0061 | 0.13975 | 0 | 0.13975 | 22.6309 | 98.3166 | 0 | 1.6481 | 1.6481 | 0.19635 | 1.6481 | 0 | 0.78287 | 0.71113 | 0 | 6.8951
2025-06-20 17:00 | 0.1986 | 15.9059 | 108.0694 | 85.5776 | 0.11362 | 0.36133 | 0.48105 | 0.48105 | 0.48105 | 75.1123 | 0 | 5.5511e-17 | 0 | 0.36133 | 0.50636 | 0.48105 | 0 | 0 | 0.1305 | 6.0061 | 0 | 0.14504 | -0.14504 | 22.4688 | 97.6121 | 0 | 1.114 | 1.114 | 0.13272 | 1.114 | 0 | 0.52915 | 0.28906 | 0 | 6.3675
2025-06-20 18:00 | 0.047964 | 4.0296 | 115.1325 | 99.3319 | 0.02553 | 0.081188 | 0.51561 | 0.51561 | 0.51561 | 15.746 | 0 | 1.1102e-16 | 0 | 0.081188 | 0.54275 | 0.51561 | 0 | 0 | 0.30857 | 6.0061 | 0 | 0.46156 | -0.46156 | 21.9527 | 95.3703 | 0 | 1.1941 | 1.1941 | 0.14225 | 1.1941 | 0 | 0.56717 | 0.064951 | 0 | 6.0873
2025-06-20 19:00 | 0 | 0 | 123.194 | 90 | 0 | 0 | 0.77961 | 0.77961 | 0.77961 | 0 | 0 | 1.1102e-16 | 0 | 0 | 0.82064 | 0.77961 | 0 | 0 | 0.72117 | 6.0061 | 0 | 0.82064 | -0.82064 | 21.0352 | 91.3843 | 0 | 1.8054 | 1.8054 | 0.21509 | 1.8054 | 0 | 0.85757 | 0 | 0 | 6.0061
2025-06-20 20:00 | 0 | 0 | 132.7879 | 90 | 0 | 0 | 0.83415 | 0.83415 | 0.83415 | 0 | 0 | 1.1102e-16 | 0 | 0 | 0.87805 | 0.83415 | 0 | 0 | 1.3854 | 6.0061 | 0 | 0.87805 | -0.87805 | 20.0535 | 87.1195 | 0 | 1.9317 | 1.9317 | 0.23014 | 1.9317 | 0 | 0.91756 | 0 | 0 | 6.0061
2025-06-20 21:00 | 0 | 0 | 144.458 | 90 | 0 | 0 | 0.78561 | 0.78561 | 0.78561 | 0 | 0 | 1.1102e-16 | 0 | 0 | 0.82696 | 0.78561 | 0 | 0 | 2.0148 | 6.0061 | 0 | 0.82696 | -0.82696 | 19.1289 | 83.1029 | 0 | 1.8193 | 1.8193 | 0.21675 | 1.8193 | 0 | 0.86417 | 0 | 0 | 6.0061
2025-06-20 22:00 | 0 | 0 | 158.5284 | 90 | 0 | 0 | 0.87885 | 0.87885 | 0.87885 | 0 | 0 | 1.1102e-16 | 0 | 0 | 0.92511 | 0.87885 | 0 | 0 | 2.5519 | 6.0061 | 0 | 0.92511 | -0.92511 | 18.0947 | 78.6095 | 0 | 2.0352 | 2.0352 | 0.24247 | 2.0352 | 0 | 0.96674 | 0 | 0 | 6.0061
2025-06-20 23:00 | 0 | 0 | 174.6126 | 90 | 0 | 0 | 0.55045 | 0.55045 | 0.55045 | 0 | 0 | 1.1102e-16 | 0 | 0 | 0.57942 | 0.55045 | 0 | 0 | 3.1644 | 6.0061 | 0 | 0.57942 | -0.57942 | 17.4468 | 75.7952 | 0 | 1.2747 | 1.2747 | 0.15187 | 1.2747 | 0 | 0.6055 | 0 | 0 | 6.0061
2025-06-21 | 0 | 0 | -168.7688 | 90 | 0 | 0 | 0.48236 | 0.48236 | 0.48236 | 0 | 0 | 5.5511e-17 | 0 | 0 | 0.50774 | 0.48236 | 0 | 0 | 3.4463 | 6.0061 | 0 | 0.50774 | -0.50774 | 16.8792 | 73.329 | 0 | 1.117 | 1.117 | 0.13308 | 1.117 | 0 | 0.53059 | 0 | 0 | 6.0061
2025-06-21 01:00 | 0 | 0 | -153.2892 | 90 | 0 | 0 | 0.51157 | 0.51157 | 0.51157 | 0 | 0 | 1.1102e-16 | 0 | 0 | 0.53849 | 0.51157 | 0 | 0 | 3.7083 | 6.0061 | 0 | 0.53849 | -0.53849 | 16.2771 | 70.7135 | 0 | 1.1847 | 1.1847 | 0.14114 | 1.1847 | 0 | 0.56272 | 0 | 0 | 6.0061
2025-06-21 02:00 | 0 | 0 | -140.074 | 90 | 0 | 0 | 0.4863 | 0.4863 | 0.4863 | 0 | 0 | 5.5511e-17 | 0 | 0 | 0.51189 | 0.4863 | 0 | 0 | 4.0283 | 6.0061 | 0 | 0.51189 | -0.51189 | 15.7048 | 68.2271 | 0 | 1.1262 | 1.1262 | 0.13417 | 1.1262 | 0 | 0.53493 | 0 | 0 | 6.0061
2025-06-21 03:00 | 0 | 0 | -129.1953 | 90 | 0 | 0 | 0.50362 | 0.50362 | 0.50362 | 0 | 0 | 0 | 0 | 0 | 0.53013 | 0.50362 | 0 | 0 | 4.333 | 5.8115 | 0 | 0.53013 | -0.53013 | 15.1121 | 65.6522 | 0 | 1.1663 | 1.1663 | 0.13895 | 1.1663 | 0 | 0.55398 | 0 | 0 | 5.8115
2025-06-21 04:00 | 0.0037653 | 0 | -120.2077 | 90 | 0 | 0 | 0.32534 | 0.32534 | 0.32534 | 0 | 0 | 0 | 0 | 0 | 0.34246 | 0.32534 | 0 | 0 | 4.6619 | 5.2814 | 0 | 0.34246 | -0.34246 | 14.7292 | 63.9888 | 0 | 0.75342 | 0.75342 | 0.08976 | 0.75342 | 0 | 0.35788 | 0 | 0 | 5.2814
2025-06-21 05:00 | 0.11135 | 8.1665 | -112.5583 | 94.4736 | 0.03418 | 0.1087 | 0.42915 | 0.42915 | 0.42915 | 25.3289 | 0 | 5.5511e-17 | 0 | 0.1087 | 0.45174 | 0.42915 | 0 | 0 | 4.8231 | 4.9389 | 0 | 0.34304 | -0.34304 | 14.3457 | 62.3227 | 0 | 0.99382 | 0.99382 | 0.1184 | 0.99382 | 0 | 0.47207 | 0.08696 | 0 | 5.0476
2025-06-21 06:00 | 0.32185 | 20.2322 | -105.7296 | 80.7205 | 0.17169 | 0.54599 | 0.51516 | 0.51516 | 0.51516 | 105.9857 | 0 | 0 | 0 | 0.54599 | 0.54227 | 0.51516 | 0 | 0 | 5.0141 | 4.5959 | 0.0037221 | 0 | 0.0037221 | 14.349 | 62.3371 | 0 | 1.193 | 1.193 | 0.14213 | 1.193 | 0 | 0.56667 | 0.43679 | 0 | 5.1418
2025-06-21 07:00 | 0.42042 | 32.7001 | -99.2154 | 67.076 | 0.33851 | 1.0765 | 0.49295 | 0.49295 | 0.49295 | 218.3837 | 0 | 0 | 0 | 1.0765 | 0.5189 | 0.49295 | 0 | 0 | 4.9074 | 4.5988 | 0.55763 | 0 | 0.55763 | 14.8478 | 64.5039 | 0 | 1.1416 | 1.1416 | 0.136 | 1.1416 | 0 | 0.54225 | 0.86122 | 0 | 5.6754
2025-06-21 08:00 | 0.64677 | 45.4017 | -92.3728 | 53.756 | 0.55603 | 1.7683 | 0.30428 | 0.30428 | 0.30428 | 581.143 | 0 | 0 | 0 | 1.7683 | 0.32029 | 0.30428 | 0 | 0 | 4.4623 | 5.0449 | 1.448 | 0 | 1.448 | 16.1429 | 70.1304 | 0 | 0.70464 | 0.70464 | 0.083948 | 0.70464 | 0 | 0.3347 | 1.4146 | 0 | 6.8132
2025-06-21 09:00 | 0.63369 | 58.1612 | -83.9593 | 41.1797 | 0.58354 | 1.8558 | 0.3435 | 0.3435 | 0.3435 | 540.2437 | 0 | 0 | 0 | 1.8558 | 0.36158 | 0.3435 | 0 | 0 | 3.4724 | 6.0061 | 1.4942 | 0 | 1.4942 | 17.4793 | 75.9363 | 0 | 0.79548 | 0.79548 | 0.094771 | 0.79548 | 0 | 0.37785 | 1.4846 | 0 | 7.8619
2025-06-21 10:00 | 0.69706 | 70.6198 | -70.0502 | 30.3699 | 0.65455 | 2.0816 | 0.42386 | 0.42386 | 0.42386 | 491.1011 | 0 | 0 | 0 | 2.0816 | 0.44617 | 0.42386 | 0 | 0 | 2.6006 | 6.0061 | 1.6354 | 0 | 1.6354 | 18.9421 | 82.291 | 0 | 0.98156 | 0.98156 | 0.11694 | 0.98156 | 0 | 0.46624 | 1.6653 | 0 | 8.0877
2025-06-21 11:00 | 0.47467 | 80.7722 | -29.0995 | 23.9201 | 0.44916 | 1.4284 | 0.30261 | 0.30261 | 0.30261 | 472.0324 | 0 | 0 | 0 | 1.4284 | 0.31854 | 0.30261 | 0 | 0 | 1.6992 | 6.0061 | 1.1099 | 0 | 1.1099 | 19.9348 | 86.6037 | 0 | 0.70078 | 0.70078 | 0.083488 | 0.70078 | 0 | 0.33287 | 1.1427 | 0 | 7.4346
2025-06-21 12:00 | 0.7598 | 77.8829 | 50.1968 | 25.4249 | 0.71706 | 2.2804 | 0.7554 | 0.7554 | 0.7554 | 301.8752 | 0.26137 | 0 | 0 | 2.2804 | 0.79516 | 0.7554 | 0 | 0 | 1.2238 | 6.0061 | 1.2238 | 0 | 1.2238 | 21.0294 | 91.3591 | 0 | 1.7493 | 1.7493 | 0.20841 | 1.7493 | 0 | 0.83094 | 1.8243 | 0 | 8.2865
2025-06-21 13:00 | 0.82125 | 66.3424 | 76.1026 | 33.8359 | 0.76107 | 2.4203 | 0.84306 | 0.84306 | 0.84306 | 287.0874 | 0.90975 | 0 | 0 | 2.4203 | 0.88743 | 0.84306 | 0 | 0 | 0.62314 | 6.0061 | 0.62314 | 0 | 0.62314 | 21.5868 | 93.7805 | 0 | 1.9523 | 1.9523 | 0.2326 | 1.9523 | 0 | 0.92737 | 1.9363 | 0 | 8.4265
2025-06-21 14:00 | 0.61511 | 53.7055 | 87.2188 | 45.4512 | 0.55916 | 1.7782 | 0.80408 | 0.80408 | 0.80408 | 221.1515 | 0.48331 | 0 | 0 | 1.7782 | 0.8464 | 0.80408 | 0 | 0 | 0.44852 | 6.0061 | 0.44852 | 0 | 0.44852 | 21.9879 | 95.5233 | 0 | 1.8621 | 1.8621 | 0.22184 | 1.8621 | 0 | 0.88449 | 1.4226 | 0 | 7.7844
2025-06-21 15:00 | 0.38121 | 40.9417 | 94.8592 | 58.3594 | 0.34657 | 1.1022 | 0.88148 | 0.88148 | 0.88148 | 125.0355 | 0 | 0 | 0 | 1.1022 | 0.92787 | 0.88148 | 0 | 0 | 0.32284 | 6.0061 | 0.17429 | 0 | 0.17429 | 22.1438 | 96.2006 | 0 | 2.0413 | 2.0413 | 0.24319 | 2.0413 | 0 | 0.96963 | 0.88173 | 0 | 7.1083
2025-06-21 16:00 | 0.3396 | 28.3038 | 101.4929 | 71.8256 | 0.2699 | 0.85833 | 0.6206 | 0.6206 | 0.6206 | 138.3063 | 0 | 0 | 0 | 0.85833 | 0.65326 | 0.6206 | 0 | 0 | 0.33897 | 6.0061 | 0.20507 | 0 | 0.20507 | 22.3272 | 96.9974 | 0 | 1.4372 | 1.4372 | 0.17122 | 1.4372 | 0 | 0.68266 | 0.68666 | 0 | 6.8645
2025-06-21 17:00 | 0.2207 | 15.9559 | 108.056 | 85.5278 | 0.10575 | 0.33631 | 1.0424 | 1.0424 | 1.0424 | 32.264 | 0 | 0 | 0 | 0.33631 | 1.0972 | 1.0424 | 0 | 0 | 0.2751 | 6.0061 | 0 | 0.76093 | -0.76093 | 21.4765 | 93.3015 | 0 | 2.4139 | 2.4139 | 0.28759 | 2.4139 | 0 | 1.1466 | 0.26905 | 0 | 6.3425
2025-06-21 18:00 | 0.059842 | 4.0784 | 115.1155 | 99.2809 | 0.0154 | 0.048975 | 0.7881 | 0.7881 | 0.7881 | 6.2144 | 0 | 1.1102e-16 | 0 | 0.048975 | 0.82958 | 0.7881 | 0 | 0 | 1.0194 | 6.0061 | 0 | 0.7806 | -0.7806 | 20.6038 | 89.51 | 0 | 1.8251 | 1.8251 | 0.21743 | 1.8251 | 0 | 0.86691 | 0.03918 | 0 | 6.0551
2025-06-21 19:00 | 0 | 0 | 123.1716 | 90 | 0 | 0 | 0.75786 | 0.75786 | 0.75786 | 0 | 0 | 1.1102e-16 | 0 | 0 | 0.79775 | 0.75786 | 0 | 0 | 1.6291 | 6.0061 | 0 | 0.79775 | -0.79775 | 19.7119 | 85.6352 | 0 | 1.755 | 1.755 | 0.20909 | 1.755 | 0 | 0.83365 | 0 | 0 | 6.0061
2025-06-21 20:00 | 0 | 0 | 132.7581 | 90 | 0 | 0 | 0.7706 | 0.7706 | 0.7706 | 0 | 0 | 1.1102e-16 | 0 | 0 | 0.81116 | 0.7706 | 0 | 0 | 2.1846 | 6.0061 | 0 | 0.81116 | -0.81116 | 18.805 | 81.6953 | 0 | 1.7845 | 1.7845 | 0.2126 | 1.7845 | 0 | 0.84766 | 0 | 0 | 6.0061
2025-06-21 21:00 | 0 | 0 | 144.4184 | 90 | 0 | 0 | 0.70052 | 0.70052 | 0.70052 | 0 | 0 | 1.1102e-16 | 0 | 0 | 0.73739 | 0.70052 | 0 | 0 | 2.719 | 6.0061 | 0 | 0.73739 | -0.73739 | 17.9805 | 78.1137 | 0 | 1.6223 | 1.6223 | 0.19327 | 1.6223 | 0 | 0.77057 | 0 | 0 | 6.0061
2025-06-21 22:00 | 0 | 0 | 158.4777 | 90 | 0 | 0 | 0.73306 | 0.73306 | 0.73306 | 0 | 0 | 0 | 0 | 0 | 0.77164 | 0.73306 | 0 | 0 | 3.1706 | 6.0061 | 0 | 0.77164 | -0.77164 | 17.1178 | 74.3658 | 0 | 1.6976 | 1.6976 | 0.20225 | 1.6976 | 0 | 0.80636 | 0 | 0 | 6.0061
2025-06-21 23:00 | 0 | 0 | 174.553 | 90 | 0 | 0 | 0.7194 | 0.7194 | 0.7194 | 0 | 0 | 1.1102e-16 | 0 | 0 | 0.75726 | 0.7194 | 0 | 0 | 3.6572 | 6.0061 | 0 | 0.75726 | -0.75726 | 16.2712 | 70.6876 | 0 | 1.666 | 1.666 | 0.19848 | 1.666 | 0 | 0.79134 | 0 | 0 | 6.0061
2025-06-22 | 0 | 0 | -168.8297 | 90 | 0 | 0 | 0.32145 | 0.32145 | 0.32145 | 0 | 0 | 5.5511e-17 | 0 | 0 | 0.33837 | 0.32145 | 0 | 0 | 4.1274 | 6.0061 | 0 | 0.33837 | -0.33837 | 15.8928 | 69.0441 | 0 | 0.74442 | 0.74442 | 0.088687 | 0.74442 | 0 | 0.3536 | 0 | 0 | 6.0061
2025-06-22 01:00 | 0 | 0 | -153.3445 | 90 | 0 | 0 | 0.16312 | 0.16312 | 0.16312 | 0 | 0 | 2.7756e-17 | 0 | 0 | 0.1717 | 0.16312 | 0 | 0 | 4.2225 | 5.9797 | 0 | 0.1717 | -0.1717 | 15.7009 | 68.2101 | 0 | 0.37775 | 0.37775 | 0.045004 | 0.37775 | 0 | 0.17943 | 0 | 0 | 5.9797
2025-06-22 02:00 | 0 | 0 | -140.1212 | 90 | 0 | 0 | 0.35851 | 0.35851 | 0.35851 | 0 | 0 | 5.5511e-17 | 0 | 0 | 0.37738 | 0.35851 | 0 | 0 | 4.2332 | 5.808 | 0 | 0.37738 | -0.37738 | 15.279 | 66.3771 | 0 | 0.83023 | 0.83023 | 0.098911 | 0.83023 | 0 | 0.39436 | 0 | 0 | 5.808
2025-06-22 03:00 | 0 | 0 | -129.2352 | 90 | 0 | 0 | 0.35568 | 0.35568 | 0.35568 | 0 | 0 | 5.5511e-17 | 0 | 0 | 0.3744 | 0.35568 | 0 | 0 | 4.4825 | 5.4306 | 0 | 0.3744 | -0.3744 | 14.8604 | 64.5587 | 0 | 0.82367 | 0.82367 | 0.098129 | 0.82367 | 0 | 0.39124 | 0 | 0 | 5.4306
2025-06-22 04:00 | 0.0022365 | 0 | -120.242 | 90 | 0 | 0 | 0.29581 | 0.29581 | 0.29581 | 0 | 0 | 0 | 0 | 0 | 0.31138 | 0.29581 | 0 | 0 | 4.721 | 5.0562 | 0 | 0.31138 | -0.31138 | 14.5122 | 63.0462 | 0 | 0.68504 | 0.68504 | 0.081613 | 0.68504 | 0 | 0.32539 | 0 | 0 | 5.0562
2025-06-22 05:00 | 0.1213 | 8.126 | -112.589 | 94.5238 | 0.02382 | 0.075753 | 0.35264 | 0.35264 | 0.35264 | 21.4814 | 0 | 5.5511e-17 | 0 | 0.075753 | 0.3712 | 0.35264 | 0 | 0 | 4.9 | 4.7448 | 0 | 0.29545 | -0.29545 | 14.1819 | 61.6112 | 0 | 0.81665 | 0.81665 | 0.097292 | 0.81665 | 0 | 0.38791 | 0.060602 | 0 | 4.8206
2025-06-22 06:00 | 0.33765 | 20.1896 | -105.7586 | 80.7711 | 0.17435 | 0.55448 | 0.23308 | 0.23308 | 0.23308 | 237.8897 | 0 | 0 | 0 | 0.55448 | 0.24535 | 0.23308 | 0 | 0 | 5.073 | 4.4494 | 0.30913 | 0 | 0.30913 | 14.4584 | 62.8124 | 0 | 0.53977 | 0.53977 | 0.064306 | 0.53977 | 0 | 0.25639 | 0.44358 | 0 | 5.0038
2025-06-22 07:00 | 0.54853 | 32.656 | -99.245 | 67.1264 | 0.41078 | 1.3064 | 0.24294 | 0.24294 | 0.24294 | 537.7241 | 0 | 0 | 0 | 1.3064 | 0.25573 | 0.24294 | 0 | 0 | 4.7653 | 4.6967 | 1.0506 | 0 | 1.0506 | 15.3981 | 66.8948 | 0 | 0.5626 | 0.5626 | 0.067026 | 0.5626 | 0 | 0.26724 | 1.0451 | 0 | 6.003
2025-06-22 08:00 | 0.65946 | 45.357 | -92.4065 | 53.8054 | 0.56547 | 1.7983 | 0.28984 | 0.28984 | 0.28984 | 620.4448 | 0 | 0 | 0 | 1.7983 | 0.3051 | 0.28984 | 0 | 0 | 4.0121 | 5.5372 | 1.4932 | 0 | 1.4932 | 16.7337 | 72.697 | 0 | 0.67121 | 0.67121 | 0.079965 | 0.67121 | 0 | 0.31882 | 1.4386 | 0 | 7.3355
2025-06-22 09:00 | 0.85757 | 58.1168 | -84.0051 | 41.226 | 0.77544 | 2.466 | 0.24532 | 0.24532 | 0.24532 | 1005.237 | 0 | 0 | 0 | 2.466 | 0.25823 | 0.24532 | 0 | 0 | 3.0706 | 6.0061 | 2.2078 | 0 | 2.2078 | 18.7084 | 81.2759 | 0 | 0.56811 | 0.56811 | 0.067682 | 0.56811 | 0 | 0.26985 | 1.9728 | 0 | 8.4722
2025-06-22 10:00 | 0.93902 | 70.5784 | -70.1379 | 30.4076 | 0.8745 | 2.7811 | 0.22784 | 0.22784 | 0.22784 | 1220.628 | 0.81357 | 0 | 0 | 2.7811 | 0.23983 | 0.22784 | 0 | 0 | 1.7277 | 6.0061 | 1.7277 | 0 | 1.7277 | 20.2537 | 87.9891 | 0 | 0.52763 | 0.52763 | 0.062859 | 0.52763 | 0 | 0.25062 | 2.2249 | 0 | 8.7872
2025-06-22 11:00 | 0.92309 | 80.754 | -29.3937 | 23.9358 | 0.87013 | 2.7672 | 0.33677 | 0.33677 | 0.33677 | 821.67 | 1.5465 | 0 | 0 | 2.7672 | 0.3545 | 0.33677 | 0 | 0 | 0.86618 | 6.0061 | 0.86618 | 0 | 0.86618 | 21.0284 | 91.3548 | 0 | 0.77989 | 0.77989 | 0.092914 | 0.77989 | 0 | 0.37045 | 2.2137 | 0 | 8.7733
2025-06-22 12:00 | 0.84703 | 77.9225 | 50.046 | 25.4091 | 0.79771 | 2.5369 | 0.59455 | 0.59455 | 0.59455 | 426.6864 | 1.2876 | 0 | 0 | 2.5369 | 0.62584 | 0.59455 | 0 | 0 | 0.62346 | 6.0061 | 0.62346 | 0 | 0.62346 | 21.5861 | 93.7773 | 0 | 1.3768 | 1.3768 | 0.16403 | 1.3768 | 0 | 0.654 | 2.0295 | 0 | 8.543
2025-06-22 13:00 | 0.92639 | 66.3901 | 76.0598 | 33.8009 | 0.85601 | 2.7222 | 0.39801 | 0.39801 | 0.39801 | 683.9713 | 1.8545 | 0 | 0 | 2.7222 | 0.41895 | 0.39801 | 0 | 0 | 0.44875 | 6.0061 | 0.44875 | 0 | 0.44875 | 21.9874 | 95.5211 | 0 | 0.9217 | 0.9217 | 0.10981 | 0.9217 | 0 | 0.43781 | 2.1778 | 0 | 8.7284
2025-06-22 14:00 | 0.84587 | 53.7542 | 87.1951 | 45.4079 | 0.7523 | 2.3924 | 0.57764 | 0.57764 | 0.57764 | 414.1787 | 1.4614 | 0 | 0 | 2.3924 | 0.60804 | 0.57764 | 0 | 0 | 0.323 | 6.0061 | 0.323 | 0 | 0.323 | 22.2763 | 96.7762 | 0 | 1.3377 | 1.3377 | 0.15937 | 1.3377 | 0 | 0.6354 | 1.914 | 0 | 8.3986
2025-06-22 15:00 | 0.61244 | 40.9903 | 94.8403 | 58.3123 | 0.50881 | 1.6181 | 0.55836 | 0.55836 | 0.55836 | 289.7955 | 0.79787 | 0 | 0 | 1.6181 | 0.58775 | 0.55836 | 0 | 0 | 0.23249 | 6.0061 | 0.23249 | 0 | 0.23249 | 22.4843 | 97.6795 | 0 | 1.293 | 1.293 | 0.15405 | 1.293 | 0 | 0.6142 | 1.2945 | 0 | 7.6243
2025-06-22 16:00 | 0.50363 | 28.3518 | 101.4746 | 71.7765 | 0.34692 | 1.1033 | 0.68147 | 0.68147 | 0.68147 | 161.8949 | 0.21859 | 0 | 0 | 1.1033 | 0.71734 | 0.68147 | 0 | 0 | 0.16734 | 6.0061 | 0.16734 | 0 | 0.16734 | 22.6339 | 98.3298 | 0 | 1.5781 | 1.5781 | 0.18801 | 1.5781 | 0 | 0.74962 | 0.88262 | 0 | 7.1094
2025-06-22 17:00 | 0.25052 | 16.0028 | 108.0362 | 85.4777 | 0.096829 | 0.30793 | 0.4403 | 0.4403 | 0.4403 | 69.9369 | 0 | 5.5511e-17 | 0 | 0.30793 | 0.46348 | 0.4403 | 0 | 0 | 0.12045 | 6.0061 | 0 | 0.15554 | -0.15554 | 22.46 | 97.5743 | 0 | 1.0196 | 1.0196 | 0.12148 | 1.0196 | 0 | 0.48433 | 0.24635 | 0 | 6.3141
2025-06-22 18:00 | 0.067493 | 4.1236 | 115.0925 | 99.2304 | 0.0092924 | 0.029551 | 0.39416 | 0.39416 | 0.39416 | 7.4973 | 0 | 5.5511e-17 | 0 | 0.029551 | 0.41491 | 0.39416 | 0 | 0 | 0.31265 | 6.0061 | 0 | 0.38535 | -0.38535 | 22.0292 | 95.7026 | 0 | 0.91279 | 0.91279 | 0.10875 | 0.91279 | 0 | 0.43358 | 0.023641 | 0 | 6.0357
2025-06-22 19:00 | 0 | 0 | 123.1438 | 90 | 0 | 0 | 0.53763 | 0.53763 | 0.53763 | 0 | 0 | 0 | 0 | 0 | 0.56593 | 0.53763 | 0 | 0 | 0.65732 | 6.0061 | 0 | 0.56593 | -0.56593 | 21.3965 | 92.9538 | 0 | 1.245 | 1.245 | 0.14833 | 1.245 | 0 | 0.59139 | 0 | 0 | 6.0061
2025-06-22 20:00 | 0 | 0 | 132.7233 | 90 | 0 | 0 | 0.36605 | 0.36605 | 0.36605 | 0 | 0 | 5.5511e-17 | 0 | 0 | 0.38532 | 0.36605 | 0 | 0 | 1.105 | 6.0061 | 0 | 0.38532 | -0.38532 | 20.9657 | 91.0823 | 0 | 0.8477 | 0.8477 | 0.10099 | 0.8477 | 0 | 0.40266 | 0 | 0 | 6.0061
2025-06-22 21:00 | 0 | 0 | 144.3746 | 90 | 0 | 0 | 0.69783 | 0.69783 | 0.69783 | 0 | 0 | 0 | 0 | 0 | 0.73456 | 0.69783 | 0 | 0 | 1.3371 | 6.0061 | 0 | 0.73456 | -0.73456 | 20.1444 | 87.5144 | 0 | 1.616 | 1.616 | 0.19253 | 1.616 | 0 | 0.76761 | 0 | 0 | 6.0061
2025-06-22 22:00 | 0 | 0 | 158.4241 | 90 | 0 | 0 | 0.67786 | 0.67786 | 0.67786 | 0 | 0 | 1.1102e-16 | 0 | 0 | 0.71354 | 0.67786 | 0 | 0 | 1.8868 | 6.0061 | 0 | 0.71354 | -0.71354 | 19.3467 | 84.0487 | 0 | 1.5698 | 1.5698 | 0.18702 | 1.5698 | 0 | 0.74565 | 0 | 0 | 6.0061
2025-06-22 23:00 | 0 | 0 | 174.4925 | 90 | 0 | 0 | 0.72791 | 0.72791 | 0.72791 | 0 | 0 | 0 | 0 | 0 | 0.76622 | 0.72791 | 0 | 0 | 2.3656 | 6.0061 | 0 | 0.76622 | -0.76622 | 18.49 | 80.327 | 0 | 1.6857 | 1.6857 | 0.20083 | 1.6857 | 0 | 0.8007 | 0 | 0 | 6.0061
2025-06-23 | 0 | 0 | -168.8892 | 90 | 0 | 0 | 0.26487 | 0.26487 | 0.26487 | 0 | 0 | 0 | 0 | 0 | 0.27881 | 0.26487 | 0 | 0 | 2.8723 | 6.0061 | 0 | 0.27881 | -0.27881 | 18.1783 | 78.9728 | 0 | 0.61338 | 0.61338 | 0.073075 | 0.61338 | 0 | 0.29135 | 0 | 0 | 6.0061
2025-06-23 01:00 | 0 | 0 | -153.3965 | 90 | 0 | 0 | 0.37364 | 0.37364 | 0.37364 | 0 | 0 | 5.5511e-17 | 0 | 0 | 0.3933 | 0.37364 | 0 | 0 | 2.925 | 6.0061 | 0 | 0.3933 | -0.3933 | 17.7386 | 77.0625 | 0 | 0.86527 | 0.86527 | 0.10308 | 0.86527 | 0 | 0.411 | 0 | 0 | 6.0061
2025-06-23 02:00 | 0 | 0 | -140.1641 | 90 | 0 | 0 | 0.46654 | 0.46654 | 0.46654 | 0 | 0 | 0 | 0 | 0 | 0.4911 | 0.46654 | 0 | 0 | 3.1485 | 6.0061 | 0 | 0.4911 | -0.4911 | 17.1895 | 74.6771 | 0 | 1.0804 | 1.0804 | 0.12872 | 1.0804 | 0 | 0.5132 | 0 | 0 | 6.0061
2025-06-23 03:00 | 0 | 0 | -129.2699 | 90 | 0 | 0 | 0.36339 | 0.36339 | 0.36339 | 0 | 0 | 5.5511e-17 | 0 | 0 | 0.38252 | 0.36339 | 0 | 0 | 3.4717 | 6.0061 | 0 | 0.38252 | -0.38252 | 16.7618 | 72.8192 | 0 | 0.84154 | 0.84154 | 0.10026 | 0.84154 | 0 | 0.39973 | 0 | 0 | 6.0061
2025-06-23 04:00 | 0.002734 | 0 | -120.2708 | 90 | 0 | 0 | 0.42097 | 0.42097 | 0.42097 | 0 | 0 | 0 | 0 | 0 | 0.44313 | 0.42097 | 0 | 0 | 3.6877 | 6.0061 | 0 | 0.44313 | -0.44313 | 16.2664 | 70.6669 | 0 | 0.97488 | 0.97488 | 0.11614 | 0.97488 | 0 | 0.46307 | 0 | 0 | 6.0061
2025-06-23 05:00 | 0.12124 | 8.082 | -112.6137 | 94.5741 | 0.023149 | 0.073618 | 0.35214 | 0.35214 | 0.35214 | 20.9058 | 0 | 5.5511e-17 | 0 | 0.073618 | 0.37068 | 0.35214 | 0 | 0 | 3.9705 | 6.0061 | 0 | 0.29706 | -0.29706 | 15.9343 | 69.224 | 0 | 0.81549 | 0.81549 | 0.097154 | 0.81549 | 0 | 0.38736 | 0.058895 | 0 | 6.0798
2025-06-23 06:00 | 0.30786 | 20.1438 | -105.7811 | 80.8212 | 0.16865 | 0.53632 | 0.25044 | 0.25044 | 0.25044 | 214.1535 | 0 | 0 | 0 | 0.53632 | 0.26362 | 0.25044 | 0 | 0 | 4.1184 | 6.0061 | 0.2727 | 0 | 0.2727 | 16.1782 | 70.2837 | 0 | 0.57996 | 0.57996 | 0.069095 | 0.57996 | 0 | 0.27548 | 0.42906 | 0 | 6.5425
2025-06-23 07:00 | 0.5244 | 32.6092 | -99.2671 | 67.1756 | 0.39455 | 1.2547 | 0.34156 | 0.34156 | 0.34156 | 367.3525 | 0 | 0 | 0 | 1.2547 | 0.35954 | 0.34156 | 0 | 0 | 3.8249 | 6.0061 | 0.8952 | 0 | 0.8952 | 16.9789 | 73.7622 | 0 | 0.79099 | 0.79099 | 0.094236 | 0.79099 | 0 | 0.37572 | 1.0038 | 0 | 7.2609
2025-06-23 08:00 | 0.7792 | 45.3097 | -92.4309 | 53.8526 | 0.66257 | 2.1071 | 0.46168 | 0.46168 | 0.46168 | 456.3895 | 0 | 0 | 0 | 2.1071 | 0.48598 | 0.46168 | 0 | 0 | 3.1735 | 6.0061 | 1.6211 | 0 | 1.6211 | 18.4288 | 80.0613 | 0 | 1.0692 | 1.0692 | 0.12738 | 1.0692 | 0 | 0.50785 | 1.6857 | 0 | 8.1132
2025-06-23 09:00 | 0.90342 | 58.0696 | -84.0386 | 41.2689 | 0.81631 | 2.596 | 0.48066 | 0.48066 | 0.48066 | 540.0921 | 0 | 0 | 0 | 2.596 | 0.50596 | 0.48066 | 0 | 0 | 2.1169 | 6.0061 | 2.0901 | 0 | 2.0901 | 20.2982 | 88.1826 | 0 | 1.1131 | 1.1131 | 0.13261 | 1.1131 | 0 | 0.52873 | 2.0768 | 0 | 8.6022
2025-06-23 10:00 | 0.95018 | 70.5336 | -70.207 | 30.4403 | 0.88473 | 2.8136 | 0.35838 | 0.35838 | 0.35838 | 785.0959 | 1.5724 | 0 | 0 | 2.8136 | 0.37724 | 0.35838 | 0 | 0 | 0.86395 | 6.0061 | 0.86395 | 0 | 0.86395 | 21.071 | 91.5396 | 0 | 0.82992 | 0.82992 | 0.098874 | 0.82992 | 0 | 0.39421 | 2.2509 | 0 | 8.8197
2025-06-23 11:00 | 0.96372 | 80.7294 | -29.667 | 23.9448 | 0.90801 | 2.8876 | 0.38129 | 0.38129 | 0.38129 | 757.3389 | 1.8762 | 0 | 0 | 2.8876 | 0.40135 | 0.38129 | 0 | 0 | 0.61013 | 6.0061 | 0.61013 | 0 | 0.61013 | 21.6167 | 93.9104 | 0 | 0.88298 | 0.88298 | 0.10519 | 0.88298 | 0 | 0.41942 | 2.3101 | 0 | 8.8938
2025-06-23 12:00 | 0.84383 | 77.957 | 49.8706 | 25.3871 | 0.79479 | 2.5276 | 0.91834 | 0.91834 | 0.91834 | 275.2314 | 1.1217 | 0 | 0 | 2.5276 | 0.96668 | 0.91834 | 0 | 0 | 0.43916 | 6.0061 | 0.43916 | 0 | 0.43916 | 22.0095 | 95.6168 | 0 | 2.1267 | 2.1267 | 0.25337 | 2.1267 | 0 | 1.0102 | 2.0221 | 0 | 8.5337
2025-06-23 13:00 | 0.74501 | 66.4347 | 76.0013 | 33.7614 | 0.69323 | 2.2046 | 0.66781 | 0.66781 | 0.66781 | 330.1204 | 1.1855 | 0 | 0 | 2.2046 | 0.70296 | 0.66781 | 0 | 0 | 0.3161 | 6.0061 | 0.3161 | 0 | 0.3161 | 22.2922 | 96.8451 | 0 | 1.5465 | 1.5465 | 0.18425 | 1.5465 | 0 | 0.7346 | 1.7637 | 0 | 8.2107
2025-06-23 14:00 | 0.55562 | 53.8002 | 87.1605 | 45.3617 | 0.51029 | 1.6228 | 0.80315 | 0.80315 | 0.80315 | 202.0555 | 0.54987 | 0 | 0 | 1.6228 | 0.84543 | 0.80315 | 0 | 0 | 0.22752 | 6.0061 | 0.22752 | 0 | 0.22752 | 22.4957 | 97.7292 | 0 | 1.8599 | 1.8599 | 0.22159 | 1.8599 | 0 | 0.88347 | 1.2983 | 0 | 7.629
2025-06-23 15:00 | 0.54142 | 41.0362 | 94.8128 | 58.2634 | 0.45981 | 1.4623 | 0.63377 | 0.63377 | 0.63377 | 230.727 | 0.63139 | 0 | 0 | 1.4623 | 0.66713 | 0.63377 | 0 | 0 | 0.16376 | 6.0061 | 0.16376 | 0 | 0.16376 | 22.6422 | 98.3655 | 0 | 1.4677 | 1.4677 | 0.17485 | 1.4677 | 0 | 0.69715 | 1.1698 | 0 | 7.4684
2025-06-23 16:00 | 0.4504 | 28.3969 | 101.4491 | 71.7265 | 0.31594 | 1.0047 | 0.69192 | 0.69192 | 0.69192 | 145.2114 | 0.15854 | 0 | 0 | 1.0047 | 0.72833 | 0.69192 | 0 | 0 | 0.11787 | 6.0061 | 0.11787 | 0 | 0.11787 | 22.7476 | 98.8235 | 0 | 1.6023 | 1.6023 | 0.1909 | 1.6023 | 0 | 0.76111 | 0.8038 | 0 | 7.0109
2025-06-23 17:00 | 0.23493 | 16.0464 | 108.01 | 85.4273 | 0.10219 | 0.32497 | 0.58063 | 0.58063 | 0.58063 | 55.9687 | 0 | 0 | 0 | 0.32497 | 0.61119 | 0.58063 | 0 | 0 | 0.084843 | 6.0061 | 0 | 0.28622 | -0.28622 | 22.4276 | 97.4333 | 0 | 1.3446 | 1.3446 | 0.16019 | 1.3446 | 0 | 0.63869 | 0.25998 | 0 | 6.3311
2025-06-23 18:00 | 0.051556 | 4.165 | 115.0637 | 99.1803 | 0.024518 | 0.077973 | 0.83452 | 0.83452 | 0.83452 | 9.3434 | 0 | 1.1102e-16 | 0 | 0.077973 | 0.87844 | 0.83452 | 0 | 0 | 0.37868 | 6.0061 | 0 | 0.80047 | -0.80047 | 21.5326 | 93.5453 | 0 | 1.9326 | 1.9326 | 0.23024 | 1.9326 | 0 | 0.91797 | 0.062378 | 0 | 6.0841
2025-06-23 19:00 | 0 | 0 | 123.1105 | 90 | 0 | 0 | 0.61183 | 0.61183 | 0.61183 | 0 | 0 | 0 | 0 | 0 | 0.64403 | 0.61183 | 0 | 0 | 1.05 | 6.0061 | 0 | 0.64403 | -0.64403 | 20.8126 | 90.4172 | 0 | 1.4169 | 1.4169 | 0.1688 | 1.4169 | 0 | 0.67301 | 0 | 0 | 6.0061
2025-06-23 20:00 | 0 | 0 | 132.6835 | 90 | 0 | 0 | 0.79575 | 0.79575 | 0.79575 | 0 | 0 | 0 | 0 | 0 | 0.83763 | 0.79575 | 0 | 0 | 1.5106 | 6.0061 | 0 | 0.83763 | -0.83763 | 19.8761 | 86.3487 | 0 | 1.8428 | 1.8428 | 0.21954 | 1.8428 | 0 | 0.87532 | 0 | 0 | 6.0061
2025-06-23 21:00 | 0 | 0 | 144.3266 | 90 | 0 | 0 | 0.55715 | 0.55715 | 0.55715 | 0 | 0 | 0 | 0 | 0 | 0.58647 | 0.55715 | 0 | 0 | 2.1031 | 6.0061 | 0 | 0.58647 | -0.58647 | 19.2204 | 83.5001 | 0 | 1.2902 | 1.2902 | 0.15371 | 1.2902 | 0 | 0.61287 | 0 | 0 | 6.0061
2025-06-23 22:00 | 0 | 0 | 158.3678 | 90 | 0 | 0 | 0.74788 | 0.74788 | 0.74788 | 0 | 0 | 1.1102e-16 | 0 | 0 | 0.78724 | 0.74788 | 0 | 0 | 2.4303 | 6.0061 | 0 | 0.78724 | -0.78724 | 18.3402 | 79.6764 | 0 | 1.7319 | 1.7319 | 0.20633 | 1.7319 | 0 | 0.82266 | 0 | 0 | 6.0061
2025-06-23 23:00 | 0 | 0 | 174.4313 | 90 | 0 | 0 | 0.72422 | 0.72422 | 0.72422 | 0 | 0 | 0 | 0 | 0 | 0.76234 | 0.72422 | 0 | 0 | 2.959 | 6.0061 | 0 | 0.76234 | -0.76234 | 17.4879 | 75.9737 | 0 | 1.6771 | 1.6771 | 0.19981 | 1.6771 | 0 | 0.79664 | 0 | 0 | 6.0061
2025-06-24 | 0 | 0 | -168.9471 | 90 | 0 | 0 | 0.53935 | 0.53935 | 0.53935 | 0 | 0 | 0 | 0 | 0 | 0.56774 | 0.53935 | 0 | 0 | 3.4436 | 6.0061 | 0 | 0.56774 | -0.56774 | 16.8532 | 73.2161 | 0 | 1.249 | 1.249 | 0.1488 | 1.249 | 0 | 0.59329 | 0 | 0 | 6.0061
2025-06-24 01:00 | 0 | 0 | -153.4452 | 90 | 0 | 0 | 0.34994 | 0.34994 | 0.34994 | 0 | 0 | 0 | 0 | 0 | 0.36836 | 0.34994 | 0 | 0 | 3.748 | 6.0061 | 0 | 0.36836 | -0.36836 | 16.4413 | 71.4269 | 0 | 0.81039 | 0.81039 | 0.096547 | 0.81039 | 0 | 0.38494 | 0 | 0 | 6.0061
2025-06-24 02:00 | 0 | 0 | -140.2024 | 90 | 0 | 0 | 0.38774 | 0.38774 | 0.38774 | 0 | 0 | 5.5511e-17 | 0 | 0 | 0.40815 | 0.38774 | 0 | 0 | 3.9012 | 6.0061 | 0 | 0.40815 | -0.40815 | 15.985 | 69.4445 | 0 | 0.89792 | 0.89792 | 0.10697 | 0.89792 | 0 | 0.42651 | 0 | 0 | 6.0061
2025-06-24 03:00 | 0 | 0 | -129.2995 | 90 | 0 | 0 | 0.26164 | 0.26164 | 0.26164 | 0 | 0 | 5.5511e-17 | 0 | 0 | 0.27541 | 0.26164 | 0 | 0 | 4.1329 | 6.0061 | 0 | 0.27541 | -0.27541 | 15.6771 | 68.1068 | 0 | 0.60589 | 0.60589 | 0.072184 | 0.60589 | 0 | 0.2878 | 0 | 0 | 6.0061
2025-06-24 04:00 | 0.0026272 | 0 | -120.2939 | 90 | 0 | 0 | 0.38088 | 0.38088 | 0.38088 | 0 | 0 | 0 | 0 | 0 | 0.40092 | 0.38088 | 0 | 0 | 4.2581 | 5.7867 | 0 | 0.40092 | -0.40092 | 15.2288 | 66.1595 | 0 | 0.88203 | 0.88203 | 0.10508 | 0.88203 | 0 | 0.41896 | 0 | 0 | 5.7867
2025-06-24 05:00 | 0.11213 | 8.0344 | -112.6324 | 94.6247 | 0.031026 | 0.098668 | 0.29918 | 0.29918 | 0.29918 | 32.9793 | 0 | 5.5511e-17 | 0 | 0.098668 | 0.31493 | 0.29918 | 0 | 0 | 4.522 | 5.3858 | 0 | 0.21626 | -0.21626 | 14.9871 | 65.1091 | 0 | 0.69284 | 0.69284 | 0.082543 | 0.69284 | 0 | 0.3291 | 0.078935 | 0 | 5.4845
2025-06-24 06:00 | 0.27814 | 20.095 | -105.7969 | 80.8708 | 0.16759 | 0.53296 | 0.35187 | 0.35187 | 0.35187 | 151.4678 | 0 | 0 | 0 | 0.53296 | 0.37039 | 0.35187 | 0 | 0 | 4.6121 | 5.1695 | 0.16258 | 0 | 0.16258 | 15.1325 | 65.7408 | 0 | 0.81485 | 0.81485 | 0.097078 | 0.81485 | 0 | 0.38705 | 0.42637 | 0 | 5.7025
2025-06-24 07:00 | 0.5615 | 32.5596 | -99.2815 | 67.2234 | 0.41928 | 1.3334 | 0.26934 | 0.26934 | 0.26934 | 495.0615 | 0 | 0 | 0 | 1.3334 | 0.28352 | 0.26934 | 0 | 0 | 4.4167 | 5.2996 | 1.0499 | 0 | 1.0499 | 16.0715 | 69.8203 | 0 | 0.62373 | 0.62373 | 0.074309 | 0.62373 | 0 | 0.29627 | 1.0667 | 0 | 6.633
2025-06-24 08:00 | 0.7933 | 45.2598 | -92.4462 | 53.8975 | 0.67422 | 2.1441 | 0.43498 | 0.43498 | 0.43498 | 492.9335 | 0 | 0 | 0 | 2.1441 | 0.45787 | 0.43498 | 0 | 0 | 3.6489 | 6.0061 | 1.6863 | 0 | 1.6863 | 17.5798 | 76.3727 | 0 | 1.0073 | 1.0073 | 0.12001 | 1.0073 | 0 | 0.47847 | 1.7153 | 0 | 8.1503
2025-06-24 09:00 | 0.85602 | 58.0198 | -84.0599 | 41.3083 | 0.77391 | 2.4612 | 0.47951 | 0.47951 | 0.47951 | 513.2698 | 0 | 0 | 0 | 2.4612 | 0.50474 | 0.47951 | 0 | 0 | 2.5623 | 6.0061 | 1.9564 | 0 | 1.9564 | 19.3296 | 83.9748 | 0 | 1.1104 | 1.1104 | 0.13229 | 1.1104 | 0 | 0.52746 | 1.9689 | 0 | 8.4673
2025-06-24 10:00 | 1.0004 | 70.4854 | -70.2575 | 30.4678 | 0.93121 | 2.9614 | 0.4326 | 0.4326 | 0.4326 | 684.5623 | 1.0854 | 0 | 0 | 2.9614 | 0.45537 | 0.4326 | 0 | 0 | 1.4207 | 6.0061 | 1.4207 | 0 | 1.4207 | 20.6003 | 89.495 | 0 | 1.0018 | 1.0018 | 0.11935 | 1.0018 | 0 | 0.47586 | 2.3691 | 0 | 8.9676
2025-06-24 11:00 | 1.0723 | 80.6985 | -29.9186 | 23.9471 | 1.0099 | 3.2117 | 0.4839 | 0.4839 | 0.4839 | 663.7211 | 1.9448 | 0 | 0 | 3.2117 | 0.50937 | 0.4839 | 0 | 0 | 0.75758 | 6.0061 | 0.75758 | 0 | 0.75758 | 21.2779 | 92.4387 | 0 | 1.1206 | 1.1206 | 0.13351 | 1.1206 | 0 | 0.53229 | 2.5694 | 0 | 9.2179
2025-06-24 12:00 | 1.1071 | 77.9865 | 49.6709 | 25.3588 | 1.0403 | 3.3082 | 0.51547 | 0.51547 | 0.51547 | 641.7794 | 2.2203 | 0 | 0 | 3.3082 | 0.5426 | 0.51547 | 0 | 0 | 0.54529 | 6.0061 | 0.54529 | 0 | 0.54529 | 21.7656 | 94.5576 | 0 | 1.1937 | 1.1937 | 0.14222 | 1.1937 | 0 | 0.56702 | 2.6466 | 0 | 9.3144
2025-06-24 13:00 | 1.0206 | 66.4762 | 75.9271 | 33.7175 | 0.94281 | 2.9983 | 0.75043 | 0.75043 | 0.75043 | 399.5397 | 1.8159 | 0 | 0 | 2.9983 | 0.78993 | 0.75043 | 0 | 0 | 0.39249 | 6.0061 | 0.39249 | 0 | 0.39249 | 22.1167 | 96.0826 | 0 | 1.7378 | 1.7378 | 0.20704 | 1.7378 | 0 | 0.82548 | 2.3986 | 0 | 9.0044
2025-06-24 14:00 | 0.85394 | 53.8436 | 87.115 | 45.3125 | 0.75982 | 2.4163 | 0.78792 | 0.78792 | 0.78792 | 306.6747 | 1.3045 | 0 | 0 | 2.4163 | 0.82939 | 0.78792 | 0 | 0 | 0.2825 | 6.0061 | 0.2825 | 0 | 0.2825 | 22.3694 | 97.1804 | 0 | 1.8247 | 1.8247 | 0.21738 | 1.8247 | 0 | 0.86671 | 1.9331 | 0 | 8.4225
2025-06-24 15:00 | 0.71573 | 41.0794 | 94.7768 | 58.2126 | 0.58959 | 1.875 | 0.58305 | 0.58305 | 0.58305 | 321.5875 | 1.0579 | 0 | 0 | 1.875 | 0.61373 | 0.58305 | 0 | 0 | 0.20334 | 6.0061 | 0.20334 | 0 | 0.20334 | 22.5512 | 97.9705 | 0 | 1.3502 | 1.3502 | 0.16086 | 1.3502 | 0 | 0.64135 | 1.5 | 0 | 7.8812
2025-06-24 16:00 | 0.48034 | 28.439 | 101.4164 | 71.6754 | 0.33291 | 1.0587 | 0.56484 | 0.56484 | 0.56484 | 187.438 | 0.31779 | 0 | 0 | 1.0587 | 0.59457 | 0.56484 | 0 | 0 | 0.14636 | 6.0061 | 0.14636 | 0 | 0.14636 | 22.6822 | 98.5392 | 0 | 1.308 | 1.308 | 0.15584 | 1.308 | 0 | 0.62132 | 0.84698 | 0 | 7.0649
2025-06-24 17:00 | 0.24237 | 16.0868 | 107.9774 | 85.3768 | 0.10071 | 0.32028 | 0.97657 | 0.97657 | 0.97657 | 32.7967 | 0 | 1.1102e-16 | 0 | 0.32028 | 1.028 | 0.97657 | 0 | 0 | 0.10535 | 6.0061 | 0 | 0.70768 | -0.70768 | 21.8909 | 95.1019 | 0 | 2.2615 | 2.2615 | 0.26943 | 2.2615 | 0 | 1.0742 | 0.25623 | 0 | 6.3264
2025-06-24 18:00 | 0.062314 | 4.2026 | 115.0292 | 99.1307 | 0.014836 | 0.04718 | 0.89717 | 0.89717 | 0.89717 | 5.2587 | 0 | 1.1102e-16 | 0 | 0.04718 | 0.94439 | 0.89717 | 0 | 0 | 0.7862 | 6.0061 | 0 | 0.89721 | -0.89721 | 20.8878 | 90.744 | 0 | 2.0776 | 2.0776 | 0.24752 | 2.0776 | 0 | 0.98688 | 0.037744 | 0 | 6.0533
2025-06-24 19:00 | 0 | 0 | 123.0719 | 90 | 0 | 0 | 0.7991 | 0.7991 | 0.7991 | 0 | 0 | 0 | 0 | 0 | 0.84116 | 0.7991 | 0 | 0 | 1.5019 | 6.0061 | 0 | 0.84116 | -0.84116 | 19.9474 | 86.6584 | 0 | 1.8505 | 1.8505 | 0.22047 | 1.8505 | 0 | 0.87901 | 0 | 0 | 6.0061
2025-06-24 20:00 | 0 | 0 | 132.6389 | 90 | 0 | 0 | 0.54588 | 0.54588 | 0.54588 | 0 | 0 | 0 | 0 | 0 | 0.57461 | 0.54588 | 0 | 0 | 2.0789 | 6.0061 | 0 | 0.57461 | -0.57461 | 19.305 | 83.8675 | 0 | 1.2641 | 1.2641 | 0.1506 | 1.2641 | 0 | 0.60047 | 0 | 0 | 6.0061
2025-06-24 21:00 | 0 | 0 | 144.2745 | 90 | 0 | 0 | 0.77068 | 0.77068 | 0.77068 | 0 | 0 | 1.1102e-16 | 0 | 0 | 0.81124 | 0.77068 | 0 | 0 | 2.3868 | 6.0061 | 0 | 0.81124 | -0.81124 | 18.398 | 79.9272 | 0 | 1.7847 | 1.7847 | 0.21263 | 1.7847 | 0 | 0.84775 | 0 | 0 | 6.0061
2025-06-24 22:00 | 0 | 0 | 158.3088 | 90 | 0 | 0 | 0.61883 | 0.61883 | 0.61883 | 0 | 0 | 1.1102e-16 | 0 | 0 | 0.6514 | 0.61883 | 0 | 0 | 2.9349 | 6.0061 | 0 | 0.6514 | -0.6514 | 17.6697 | 76.7632 | 0 | 1.4331 | 1.4331 | 0.17073 | 1.4331 | 0 | 0.68071 | 0 | 0 | 6.0061
2025-06-24 23:00 | 0 | 0 | 174.3694 | 90 | 0 | 0 | 0.85348 | 0.85348 | 0.85348 | 0 | 0 | 1.1102e-16 | 0 | 0 | 0.8984 | 0.85348 | 0 | 0 | 3.3155 | 6.0061 | 0 | 0.8984 | -0.8984 | 16.6652 | 72.3996 | 0 | 1.9765 | 1.9765 | 0.23547 | 1.9765 | 0 | 0.93883 | 0 | 0 | 6.0061
2025-06-25 | 0 | 0 | -169.0033 | 90 | 0 | 0 | 0.33591 | 0.33591 | 0.33591 | 0 | 0 | 5.5511e-17 | 0 | 0 | 0.35359 | 0.33591 | 0 | 0 | 3.9316 | 6.0061 | 0 | 0.35359 | -0.35359 | 16.2699 | 70.6822 | 0 | 0.77789 | 0.77789 | 0.092675 | 0.77789 | 0 | 0.3695 | 0 | 0 | 6.0061
2025-06-25 01:00 | 0 | 0 | -153.4904 | 90 | 0 | 0 | 0.26373 | 0.26373 | 0.26373 | 0 | 0 | 0 | 0 | 0 | 0.27761 | 0.26373 | 0 | 0 | 4.0271 | 6.0061 | 0 | 0.27761 | -0.27761 | 15.9595 | 69.3338 | 0 | 0.61073 | 0.61073 | 0.07276 | 0.61073 | 0 | 0.2901 | 0 | 0 | 6.0061
2025-06-25 02:00 | 0 | 0 | -140.2361 | 90 | 0 | 0 | 0.42821 | 0.42821 | 0.42821 | 0 | 0 | 0 | 0 | 0 | 0.45075 | 0.42821 | 0 | 0 | 4.1246 | 6.0061 | 0 | 0.45075 | -0.45075 | 15.4556 | 67.1445 | 0 | 0.99164 | 0.99164 | 0.11814 | 0.99164 | 0 | 0.47103 | 0 | 0 | 6.0061
2025-06-25 03:00 | 0 | 0 | -129.3239 | 90 | 0 | 0 | 0.26408 | 0.26408 | 0.26408 | 0 | 0 | 0 | 0 | 0 | 0.27798 | 0.26408 | 0 | 0 | 4.4198 | 5.5886 | 0 | 0.27798 | -0.27798 | 15.1448 | 65.7943 | 0 | 0.61155 | 0.61155 | 0.072857 | 0.61155 | 0 | 0.29049 | 0 | 0 | 5.5886
2025-06-25 04:00 | 0.0023582 | 0 | -120.3114 | 90 | 0 | 0 | 0.40212 | 0.40212 | 0.40212 | 0 | 0 | 5.5511e-17 | 0 | 0 | 0.42329 | 0.40212 | 0 | 0 | 4.5518 | 5.3106 | 0 | 0.42329 | -0.42329 | 14.6715 | 63.7383 | 0 | 0.93123 | 0.93123 | 0.11094 | 0.93123 | 0 | 0.44233 | 0 | 0 | 5.3106
2025-06-25 05:00 | 0.1091 | 7.9834 | -112.645 | 94.6753 | 0.033147 | 0.10541 | 0.26811 | 0.26811 | 0.26811 | 39.317 | 0 | 0 | 0 | 0.10541 | 0.28222 | 0.26811 | 0 | 0 | 4.8372 | 4.8873 | 0 | 0.17681 | -0.17681 | 14.4739 | 62.8796 | 0 | 0.62088 | 0.62088 | 0.07397 | 0.62088 | 0 | 0.29492 | 0.08433 | 0 | 4.9927
2025-06-25 06:00 | 0.30284 | 20.0432 | -105.806 | 80.9197 | 0.16689 | 0.53073 | 0.3759 | 0.3759 | 0.3759 | 141.189 | 0 | 0 | 0 | 0.53073 | 0.39569 | 0.3759 | 0 | 0 | 4.8892 | 4.7105 | 0.13505 | 0 | 0.13505 | 14.5947 | 63.4043 | 0 | 0.87051 | 0.87051 | 0.10371 | 0.87051 | 0 | 0.41349 | 0.42459 | 0 | 5.2412
2025-06-25 07:00 | 0.56037 | 32.5075 | -99.2884 | 67.2699 | 0.41825 | 1.3301 | 0.35289 | 0.35289 | 0.35289 | 376.924 | 0 | 0 | 0 | 1.3301 | 0.37146 | 0.35289 | 0 | 0 | 4.7184 | 4.8185 | 0.95866 | 0 | 0.95866 | 15.4521 | 67.1294 | 0 | 0.81721 | 0.81721 | 0.09736 | 0.81721 | 0 | 0.38818 | 1.0641 | 0 | 6.1487
2025-06-25 08:00 | 0.7623 | 45.2074 | -92.4522 | 53.9401 | 0.64819 | 2.0614 | 0.2167 | 0.2167 | 0.2167 | 951.2684 | 0 | 0 | 0 | 2.0614 | 0.2281 | 0.2167 | 0 | 0 | 4.0149 | 5.5855 | 1.8333 | 0 | 1.8333 | 17.0918 | 74.2529 | 0 | 0.50182 | 0.50182 | 0.059785 | 0.50182 | 0 | 0.23837 | 1.6491 | 0 | 7.6468
2025-06-25 09:00 | 0.86924 | 57.9676 | -84.069 | 41.3442 | 0.78564 | 2.4985 | 0.28458 | 0.28458 | 0.28458 | 877.9649 | 0 | 0 | 0 | 2.4985 | 0.29955 | 0.28458 | 0 | 0 | 2.8109 | 6.0061 | 2.1989 | 0 | 2.1989 | 19.0586 | 82.7973 | 0 | 0.65902 | 0.65902 | 0.078513 | 0.65902 | 0 | 0.31303 | 1.9988 | 0 | 8.5046
2025-06-25 10:00 | 0.91141 | 70.434 | -70.2896 | 30.4902 | 0.84917 | 2.7005 | 0.31375 | 0.31375 | 0.31375 | 860.7299 | 0.86202 | 0 | 0 | 2.7005 | 0.33026 | 0.31375 | 0 | 0 | 1.5082 | 6.0061 | 1.5082 | 0 | 1.5082 | 20.4076 | 88.6579 | 0 | 0.72657 | 0.72657 | 0.086561 | 0.72657 | 0 | 0.34512 | 2.1604 | 0 | 8.7067
2025-06-25 11:00 | 0.96057 | 80.6614 | -30.1479 | 23.9428 | 0.90524 | 2.8788 | 0.45182 | 0.45182 | 0.45182 | 637.1533 | 1.5853 | 0 | 0 | 2.8788 | 0.47561 | 0.45182 | 0 | 0 | 0.81795 | 6.0061 | 0.81795 | 0 | 0.81795 | 21.1392 | 91.8362 | 0 | 1.0463 | 1.0463 | 0.12466 | 1.0463 | 0 | 0.49701 | 2.3031 | 0 | 8.885
2025-06-25 12:00 | 0.97953 | 78.0109 | 49.4471 | 25.3243 | 0.92092 | 2.9287 | 0.63611 | 0.63611 | 0.63611 | 460.4052 | 1.6704 | 0 | 0 | 2.9287 | 0.66959 | 0.63611 | 0 | 0 | 0.58874 | 6.0061 | 0.58874 | 0 | 0.58874 | 21.6658 | 94.1239 | 0 | 1.4731 | 1.4731 | 0.1755 | 1.4731 | 0 | 0.69972 | 2.343 | 0 | 8.9348
2025-06-25 13:00 | 0.87338 | 66.5145 | 75.8371 | 33.6693 | 0.80834 | 2.5707 | 0.59243 | 0.59243 | 0.59243 | 433.9197 | 1.5233 | 0 | 0 | 2.5707 | 0.62361 | 0.59243 | 0 | 0 | 0.42376 | 6.0061 | 0.42376 | 0 | 0.42376 | 22.0448 | 95.7705 | 0 | 1.3719 | 1.3719 | 0.16345 | 1.3719 | 0 | 0.65167 | 2.0565 | 0 | 8.5768
2025-06-25 14:00 | 0.8342 | 53.8842 | 87.0585 | 45.2605 | 0.7427 | 2.3619 | 0.6247 | 0.6247 | 0.6247 | 378.0838 | 1.3993 | 0 | 0 | 2.3619 | 0.65758 | 0.6247 | 0 | 0 | 0.30502 | 6.0061 | 0.30502 | 0 | 0.30502 | 22.3176 | 96.9557 | 0 | 1.4467 | 1.4467 | 0.17235 | 1.4467 | 0 | 0.68717 | 1.8895 | 0 | 8.3681
2025-06-25 15:00 | 0.62829 | 41.1198 | 94.7324 | 58.1601 | 0.5213 | 1.6578 | 0.64709 | 0.64709 | 0.64709 | 256.1959 | 0.75713 | 0 | 0 | 1.6578 | 0.68115 | 0.64709 | 0 | 0 | 0.21954 | 6.0061 | 0.21954 | 0 | 0.21954 | 22.514 | 97.8088 | 0 | 1.4985 | 1.4985 | 0.17853 | 1.4985 | 0 | 0.7118 | 1.3263 | 0 | 7.664
2025-06-25 16:00 | 0.39846 | 28.4782 | 101.3765 | 71.6236 | 0.29403 | 0.93507 | 1.1349 | 1.1349 | 1.1349 | 82.3946 | 0 | 0 | 0 | 0.93507 | 1.1946 | 1.1349 | 0 | 0 | 0.15802 | 6.0061 | 0 | 0.25953 | -0.25953 | 22.2238 | 96.5482 | 0 | 2.6281 | 2.6281 | 0.3131 | 2.6281 | 0 | 1.2484 | 0.74806 | 0 | 6.9412
2025-06-25 17:00 | 0.25335 | 16.1237 | 107.9386 | 85.3261 | 0.098933 | 0.31462 | 0.61249 | 0.61249 | 0.61249 | 51.3681 | 0 | 0 | 0 | 0.31462 | 0.64473 | 0.61249 | 0 | 0 | 0.45993 | 6.0061 | 0 | 0.3301 | -0.3301 | 21.8548 | 94.9449 | 0 | 1.4184 | 1.4184 | 0.16898 | 1.4184 | 0 | 0.67374 | 0.2517 | 0 | 6.3208
2025-06-25 18:00 | 0.066285 | 4.2363 | 114.9888 | 99.0818 | 0.011672 | 0.037118 | 0.76222 | 0.76222 | 0.76222 | 4.8697 | 0 | 0 | 0 | 0.037118 | 0.80233 | 0.76222 | 0 | 0 | 0.74618 | 6.0061 | 0 | 0.76522 | -0.76522 | 20.9992 | 91.2281 | 0 | 1.7651 | 1.7651 | 0.21029 | 1.7651 | 0 | 0.83844 | 0.029694 | 0 | 6.0433
2025-06-25 19:00 | 0 | 0 | 123.0279 | 90 | 0 | 0 | 0.53808 | 0.53808 | 0.53808 | 0 | 0 | 1.1102e-16 | 0 | 0 | 0.5664 | 0.53808 | 0 | 0 | 1.3773 | 6.0061 | 0 | 0.5664 | -0.5664 | 20.366 | 88.477 | 0 | 1.2461 | 1.2461 | 0.14845 | 1.2461 | 0 | 0.59189 | 0 | 0 | 6.0061
2025-06-25 20:00 | 0 | 0 | 132.5894 | 90 | 0 | 0 | 0.98163 | 0.98163 | 0.98163 | 0 | 0 | 1.1102e-16 | 0 | 0 | 1.0333 | 0.98163 | 0 | 0 | 1.743 | 6.0061 | 0 | 1.0333 | -1.0333 | 19.2107 | 83.4581 | 0 | 2.2733 | 2.2733 | 0.27083 | 2.2733 | 0 | 1.0798 | 0 | 0 | 6.0061
2025-06-25 21:00 | 0 | 0 | 144.2184 | 90 | 0 | 0 | 0.82819 | 0.82819 | 0.82819 | 0 | 0 | 1.1102e-16 | 0 | 0 | 0.87178 | 0.82819 | 0 | 0 | 2.5202 | 6.0061 | 0 | 0.87178 | -0.87178 | 18.236 | 79.2238 | 0 | 1.9179 | 1.9179 | 0.22849 | 1.9179 | 0 | 0.91101 | 0 | 0 | 6.0061
2025-06-25 22:00 | 0 | 0 | 158.2471 | 90 | 0 | 0 | 0.71839 | 0.71839 | 0.71839 | 0 | 0 | 1.1102e-16 | 0 | 0 | 0.7562 | 0.71839 | 0 | 0 | 3.0771 | 6.0061 | 0 | 0.7562 | -0.7562 | 17.3906 | 75.5508 | 0 | 1.6636 | 1.6636 | 0.1982 | 1.6636 | 0 | 0.79023 | 0 | 0 | 6.0061
2025-06-25 23:00 | 0 | 0 | 174.3069 | 90 | 0 | 0 | 0.61191 | 0.61191 | 0.61191 | 0 | 0 | 0 | 0 | 0 | 0.64412 | 0.61191 | 0 | 0 | 3.5224 | 6.0061 | 0 | 0.64412 | -0.64412 | 16.6704 | 72.4222 | 0 | 1.4171 | 1.4171 | 0.16882 | 1.4171 | 0 | 0.6731 | 0 | 0 | 6.0061
2025-06-26 | 0 | 0 | -169.0579 | 90 | 0 | 0 | 0.24318 | 0.24318 | 0.24318 | 0 | 0 | 2.7756e-17 | 0 | 0 | 0.25598 | 0.24318 | 0 | 0 | 3.8815 | 6.0061 | 0 | 0.25598 | -0.25598 | 16.3842 | 71.1789 | 0 | 0.56316 | 0.56316 | 0.067093 | 0.56316 | 0 | 0.2675 | 0 | 0 | 6.0061
2025-06-26 01:00 | 0 | 0 | -153.5321 | 90 | 0 | 0 | 0.40427 | 0.40427 | 0.40427 | 0 | 0 | 5.5511e-17 | 0 | 0 | 0.42555 | 0.40427 | 0 | 0 | 3.916 | 6.0061 | 0 | 0.42555 | -0.42555 | 15.9085 | 69.1119 | 0 | 0.93621 | 0.93621 | 0.11154 | 0.93621 | 0 | 0.4447 | 0 | 0 | 6.0061
2025-06-26 02:00 | 0 | 0 | -140.2652 | 90 | 0 | 0 | 0.19148 | 0.19148 | 0.19148 | 0 | 0 | 2.7756e-17 | 0 | 0 | 0.20156 | 0.19148 | 0 | 0 | 4.1729 | 5.9936 | 0 | 0.20156 | -0.20156 | 15.6831 | 68.1329 | 0 | 0.44343 | 0.44343 | 0.052829 | 0.44343 | 0 | 0.21063 | 0 | 0 | 5.9936
2025-06-26 03:00 | 0 | 0 | -129.343 | 90 | 0 | 0 | 0.32802 | 0.32802 | 0.32802 | 0 | 0 | 5.5511e-17 | 0 | 0 | 0.34529 | 0.32802 | 0 | 0 | 4.2334 | 5.7921 | 0 | 0.34529 | -0.34529 | 15.2971 | 66.4558 | 0 | 0.75963 | 0.75963 | 0.090499 | 0.75963 | 0 | 0.36082 | 0 | 0 | 5.7921
2025-06-26 04:00 | 0.0023409 | 0 | -120.3232 | 90 | 0 | 0 | 0.41429 | 0.41429 | 0.41429 | 0 | 0 | 5.5511e-17 | 0 | 0 | 0.43609 | 0.41429 | 0 | 0 | 4.4593 | 5.4468 | 0 | 0.43609 | -0.43609 | 14.8095 | 64.3377 | 0 | 0.9594 | 0.9594 | 0.1143 | 0.9594 | 0 | 0.45572 | 0 | 0 | 5.4468
2025-06-26 05:00 | 0.05473 | 7.929 | -112.6515 | 94.726 | 0.048379 | 0.15385 | 0.44107 | 0.44107 | 0.44107 | 34.8813 | 5.5511e-17 | 0 | 0 | 0.15385 | 0.46429 | 0.44107 | 0 | 0 | 4.7606 | 5.0107 | 0 | 0.31044 | -0.31044 | 14.4624 | 62.8299 | 0 | 1.0214 | 1.0214 | 0.12169 | 1.0214 | 0 | 0.48518 | 0.12308 | 0 | 5.1646
2025-06-26 06:00 | 0.26516 | 19.9885 | -105.8084 | 80.9679 | 0.16667 | 0.53004 | 0.29066 | 0.29066 | 0.29066 | 182.3585 | 0 | 0 | 0 | 0.53004 | 0.30596 | 0.29066 | 0 | 0 | 4.9323 | 4.7003 | 0.22408 | 0 | 0.22408 | 14.6629 | 63.7006 | 0 | 0.6731 | 0.6731 | 0.080191 | 0.6731 | 0 | 0.31972 | 0.42403 | 0 | 5.2303
2025-06-26 07:00 | 0.38025 | 32.4527 | -99.2876 | 67.3149 | 0.31646 | 1.0064 | 0.27665 | 0.27665 | 0.27665 | 363.7805 | 0 | 0 | 0 | 1.0064 | 0.29121 | 0.27665 | 0 | 0 | 4.677 | 4.8795 | 0.71518 | 0 | 0.71518 | 15.3025 | 66.4796 | 0 | 0.64066 | 0.64066 | 0.076326 | 0.64066 | 0 | 0.30431 | 0.80511 | 0 | 5.8859
2025-06-26 08:00 | 0.45702 | 45.1527 | -92.449 | 53.9804 | 0.41415 | 1.3171 | 0.397 | 0.397 | 0.397 | 331.7546 | 0 | 0 | 0 | 1.3171 | 0.4179 | 0.397 | 0 | 0 | 4.1501 | 5.4517 | 0.89918 | 0 | 0.89918 | 16.1068 | 69.9735 | 0 | 0.91938 | 0.91938 | 0.10953 | 0.91938 | 0 | 0.43671 | 1.0537 | 0 | 6.7688
2025-06-26 09:00 | 0.34407 | 57.9128 | -84.0659 | 41.3765 | 0.32412 | 1.0308 | 0.37601 | 0.37601 | 0.37601 | 274.1335 | 0 | 0 | 0 | 1.0308 | 0.3958 | 0.37601 | 0 | 0 | 3.5872 | 6.0061 | 0.63497 | 0 | 0.63497 | 16.6747 | 72.4408 | 0 | 0.87076 | 0.87076 | 0.10374 | 0.87076 | 0 | 0.41361 | 0.82462 | 0 | 7.0369
2025-06-26 10:00 | 0.62492 | 70.3794 | -70.3031 | 30.5075 | 0.58848 | 1.8715 | 0.33907 | 0.33907 | 0.33907 | 551.9385 | 0 | 0 | 0 | 1.8715 | 0.35692 | 0.33907 | 0 | 0 | 3.2786 | 6.0061 | 1.5146 | 0 | 1.5146 | 18.0294 | 78.326 | 0 | 0.78522 | 0.78522 | 0.093549 | 0.78522 | 0 | 0.37298 | 1.4972 | 0 | 7.8776
2025-06-26 11:00 | 0.45188 | 80.6181 | -30.3542 | 23.9318 | 0.42745 | 1.3594 | 0.42989 | 0.42989 | 0.42989 | 316.2167 | 0 | 0 | 0 | 1.3594 | 0.45251 | 0.42989 | 0 | 0 | 2.3346 | 6.0061 | 0.90686 | 0 | 0.90686 | 18.8405 | 81.8498 | 0 | 0.99553 | 0.99553 | 0.1186 | 0.99553 | 0 | 0.47288 | 1.0875 | 0 | 7.3655
2025-06-26 12:00 | 0.80888 | 78.03 | 49.1998 | 25.2836 | 0.76282 | 2.4259 | 0.84531 | 0.84531 | 0.84531 | 286.9837 | 0 | 0 | 0 | 2.4259 | 0.8898 | 0.84531 | 0 | 0 | 1.9333 | 6.0061 | 1.5361 | 0 | 1.5361 | 20.2144 | 87.8186 | 0 | 1.9576 | 1.9576 | 0.23322 | 1.9576 | 0 | 0.92984 | 1.9407 | 0 | 8.4321
2025-06-26 13:00 | 0.72313 | 66.5495 | 75.7314 | 33.6167 | 0.67414 | 2.1439 | 0.8402 | 0.8402 | 0.8402 | 255.1636 | 0.20726 | 0 | 0 | 2.1439 | 0.88442 | 0.8402 | 0 | 0 | 1.0522 | 6.0061 | 1.0522 | 0 | 1.0522 | 21.1556 | 91.9072 | 0 | 1.9457 | 1.9457 | 0.23181 | 1.9457 | 0 | 0.92422 | 1.7151 | 0 | 8.15
2025-06-26 14:00 | 0.44243 | 53.9219 | 86.9912 | 45.2058 | 0.4131 | 1.3137 | 0.64509 | 0.64509 | 0.64509 | 203.6508 | 0.051071 | 0 | 0 | 1.3137 | 0.67904 | 0.64509 | 0 | 0 | 0.58362 | 6.0061 | 0.58362 | 0 | 0.58362 | 21.6776 | 94.175 | 0 | 1.4939 | 1.4939 | 0.17798 | 1.4939 | 0 | 0.7096 | 1.051 | 0 | 7.3199
2025-06-26 15:00 | 0.30033 | 41.1574 | 94.6795 | 58.106 | 0.27963 | 0.88928 | 0.81821 | 0.81821 | 0.81821 | 108.6864 | 0 | 0 | 0 | 0.88928 | 0.86127 | 0.81821 | 0 | 0 | 0.42008 | 6.0061 | 0.028009 | 0 | 0.028009 | 21.7026 | 94.2838 | 0 | 1.8948 | 1.8948 | 0.22574 | 1.8948 | 0 | 0.90003 | 0.71142 | 0 | 6.8954
2025-06-26 16:00 | 0.26089 | 28.5142 | 101.3296 | 71.571 | 0.23034 | 0.73253 | 0.83896 | 0.83896 | 0.83896 | 87.3139 | 0 | 0 | 0 | 0.73253 | 0.88312 | 0.83896 | 0 | 0 | 0.5837 | 6.0061 | 0 | 0.15059 | -0.15059 | 21.5343 | 93.5524 | 0 | 1.9429 | 1.9429 | 0.23147 | 1.9429 | 0 | 0.92286 | 0.58603 | 0 | 6.7387
2025-06-26 17:00 | 0.093515 | 16.1572 | 107.8935 | 85.2755 | 0.086207 | 0.27415 | 0.88146 | 0.88146 | 0.88146 | 31.1021 | 0 | 1.1102e-16 | 0 | 0.27415 | 0.92785 | 0.88146 | 0 | 0 | 0.80259 | 6.0061 | 0 | 0.6537 | -0.6537 | 20.8034 | 90.3773 | 0 | 2.0413 | 2.0413 | 0.24319 | 2.0413 | 0 | 0.9696 | 0.21932 | 0 | 6.2803
2025-06-26 18:00 | 0.033516 | 4.2661 | 114.9427 | 99.0336 | 0.028552 | 0.0908 | 0.80755 | 0.80755 | 0.80755 | 11.2439 | 0 | 0 | 0 | 0.0908 | 0.85006 | 0.80755 | 0 | 0 | 1.4023 | 6.0061 | 0 | 0.75926 | -0.75926 | 19.9545 | 86.6894 | 0 | 1.8701 | 1.8701 | 0.2228 | 1.8701 | 0 | 0.88831 | 0.07264 | 0 | 6.097
2025-06-26 19:00 | 0 | 0 | 122.9787 | 90 | 0 | 0 | 0.62569 | 0.62569 | 0.62569 | 0 | 0 | 1.1102e-16 | 0 | 0 | 0.65862 | 0.62569 | 0 | 0 | 1.9883 | 6.0061 | 0 | 0.65862 | -0.65862 | 19.2182 | 83.4905 | 0 | 1.449 | 1.449 | 0.17262 | 1.449 | 0 | 0.68825 | 0 | 0 | 6.0061
2025-06-26 20:00 | 0 | 0 | 132.5352 | 90 | 0 | 0 | 0.7358 | 0.7358 | 0.7358 | 0 | 0 | 1.1102e-16 | 0 | 0 | 0.77452 | 0.7358 | 0 | 0 | 2.4203 | 6.0061 | 0 | 0.77452 | -0.77452 | 18.3522 | 79.7285 | 0 | 1.704 | 1.704 | 0.203 | 1.704 | 0 | 0.80938 | 0 | 0 | 6.0061
2025-06-26 21:00 | 0 | 0 | 144.1584 | 90 | 0 | 0 | 0.84431 | 0.84431 | 0.84431 | 0 | 0 | 1.1102e-16 | 0 | 0 | 0.88875 | 0.84431 | 0 | 0 | 2.9439 | 6.0061 | 0 | 0.88875 | -0.88875 | 17.3586 | 75.4117 | 0 | 1.9553 | 1.9553 | 0.23294 | 1.9553 | 0 | 0.92875 | 0 | 0 | 6.0061
2025-06-26 22:00 | 0 | 0 | 158.1829 | 90 | 0 | 0 | 1.0155 | 1.0155 | 1.0155 | 0 | 0 | 2.2204e-16 | 0 | 0 | 1.069 | 1.0155 | 0 | 0 | 3.5466 | 6.0061 | 0 | 1.069 | -1.069 | 16.1635 | 70.2197 | 0 | 2.3517 | 2.3517 | 0.28017 | 2.3517 | 0 | 1.1171 | 0 | 0 | 6.0061
2025-06-26 23:00 | 0 | 0 | 174.2439 | 90 | 0 | 0 | 0.88257 | 0.88257 | 0.88257 | 0 | 0 | 1.1102e-16 | 0 | 0 | 0.92902 | 0.88257 | 0 | 0 | 4.2832 | 6.0061 | 0 | 0.92902 | -0.92902 | 15.1248 | 65.7073 | 0 | 2.0438 | 2.0438 | 0.2435 | 2.0438 | 0 | 0.97083 | 0 | 0 | 6.0061
2025-06-27 | 0 | 0 | -169.1106 | 90 | 0 | 0 | 0.40571 | 0.40571 | 0.40571 | 0 | 0 | 5.5511e-17 | 0 | 0 | 0.42706 | 0.40571 | 0 | 0 | 4.8542 | 5.2927 | 0 | 0.42706 | -0.42706 | 14.6473 | 63.633 | 0 | 0.93954 | 0.93954 | 0.11193 | 0.93954 | 0 | 0.44628 | 0 | 0 | 5.2927
2025-06-27 01:00 | 0 | 0 | -153.5701 | 90 | 0 | 0 | 0.287 | 0.287 | 0.287 | 0 | 0 | 5.5511e-17 | 0 | 0 | 0.30211 | 0.287 | 0 | 0 | 4.9792 | 4.8656 | 0 | 0.30211 | -0.30211 | 14.3095 | 62.1656 | 0 | 0.66464 | 0.66464 | 0.079183 | 0.66464 | 0 | 0.3157 | 0 | 0 | 4.8656
2025-06-27 02:00 | 0 | 0 | -140.2896 | 90 | 0 | 0 | 0.44111 | 0.44111 | 0.44111 | 0 | 0 | 5.5511e-17 | 0 | 0 | 0.46432 | 0.44111 | 0 | 0 | 5.0713 | 4.5635 | 0 | 0.46432 | -0.46432 | 13.7904 | 59.9103 | 0 | 1.0215 | 1.0215 | 0.1217 | 1.0215 | 0 | 0.48522 | 0 | 0 | 4.5635
2025-06-27 03:00 | 0 | 0 | -129.3568 | 90 | 0 | 0 | 0.37411 | 0.37411 | 0.37411 | 0 | 0 | 5.5511e-17 | 0 | 0 | 0.3938 | 0.37411 | 0 | 0 | 5.143 | 4.0992 | 0 | 0.3938 | -0.3938 | 13.3501 | 57.9976 | 0 | 0.86636 | 0.86636 | 0.10321 | 0.86636 | 0 | 0.41152 | 0 | 0 | 4.0992
2025-06-27 04:00 | 0.00084394 | 0 | -120.3292 | 90 | 0 | 0 | 0.31765 | 0.31765 | 0.31765 | 0 | 0 | 0 | 0 | 0 | 0.33437 | 0.31765 | 0 | 0 | 5.143 | 3.7054 | 0 | 0.33437 | -0.33437 | 12.9763 | 56.3735 | 0 | 0.73561 | 0.73561 | 0.087638 | 0.73561 | 0 | 0.34942 | 0 | 0 | 3.7054
2025-06-27 05:00 | 0.028647 | 7.8713 | -112.6518 | 94.7766 | 0.026577 | 0.08452 | 0.39809 | 0.39809 | 0.39809 | 21.2314 | 0 | 0 | 0 | 0.08452 | 0.41904 | 0.39809 | 0 | 0 | 5.143 | 3.371 | 0 | 0.33452 | -0.33452 | 12.6023 | 54.7487 | 0 | 0.92189 | 0.92189 | 0.10983 | 0.92189 | 0 | 0.4379 | 0.067616 | 0 | 3.4555
2025-06-27 06:00 | 0.18789 | 19.9309 | -105.8042 | 81.0154 | 0.15594 | 0.49592 | 0.36851 | 0.36851 | 0.36851 | 134.5746 | 0 | 0 | 0 | 0.49592 | 0.3879 | 0.36851 | 0 | 0 | 5.143 | 3.0365 | 0.10802 | 0 | 0.10802 | 12.6989 | 55.1684 | 0 | 0.85339 | 0.85339 | 0.10167 | 0.85339 | 0 | 0.40536 | 0.39674 | 0 | 3.5324
2025-06-27 07:00 | 0.32186 | 32.3954 | -99.2792 | 67.3583 | 0.28228 | 0.89769 | 0.40055 | 0.40055 | 0.40055 | 224.1167 | 0 | 0 | 0 | 0.89769 | 0.42163 | 0.40055 | 0 | 0 | 5.143 | 3.1229 | 0.47606 | 0 | 0.47606 | 13.1247 | 57.0183 | 0 | 0.92758 | 0.92758 | 0.11051 | 0.92758 | 0 | 0.4406 | 0.71815 | 0 | 4.0206
2025-06-27 08:00 | 0.65967 | 45.0957 | -92.4366 | 54.0182 | 0.56506 | 1.797 | 0.4634 | 0.4634 | 0.4634 | 387.7854 | 0 | 0 | 0 | 1.797 | 0.48779 | 0.4634 | 0 | 0 | 5.143 | 3.5038 | 1.3092 | 0 | 1.3092 | 14.2957 | 62.1055 | 0 | 1.0731 | 1.0731 | 0.12785 | 1.0731 | 0 | 0.50974 | 1.4376 | 0 | 5.3008
2025-06-27 09:00 | 0.87926 | 57.8557 | -84.0506 | 41.4053 | 0.79479 | 2.5276 | 0.40247 | 0.40247 | 0.40247 | 628.0123 | 0 | 0 | 0 | 2.5276 | 0.42365 | 0.40247 | 0 | 0 | 4.5338 | 4.5511 | 2.1039 | 0 | 2.1039 | 16.1775 | 70.2807 | 0 | 0.93204 | 0.93204 | 0.11104 | 0.93204 | 0 | 0.44272 | 2.0221 | 0 | 7.0787
2025-06-27 10:00 | 0.80679 | 70.3217 | -70.2982 | 30.5195 | 0.75419 | 2.3985 | 0.28786 | 0.28786 | 0.28786 | 833.2134 | 0 | 0 | 0 | 2.3985 | 0.30301 | 0.28786 | 0 | 0 | 3.206 | 6.0061 | 2.0954 | 0 | 2.0954 | 18.0517 | 78.423 | 0 | 0.66661 | 0.66661 | 0.079418 | 0.66661 | 0 | 0.31664 | 1.9188 | 0 | 8.4046
2025-06-27 11:00 | 0.68489 | 80.5688 | -30.5371 | 23.914 | 0.64856 | 2.0625 | 0.49426 | 0.49426 | 0.49426 | 417.2961 | 0 | 0 | 0 | 2.0625 | 0.52027 | 0.49426 | 0 | 0 | 2.0417 | 6.0061 | 1.5423 | 0 | 1.5423 | 19.4311 | 84.4157 | 0 | 1.1446 | 1.1446 | 0.13636 | 1.1446 | 0 | 0.54369 | 1.65 | 0 | 8.0687
2025-06-27 12:00 | 0.6743 | 78.0437 | 48.9295 | 25.2367 | 0.63785 | 2.0285 | 0.85635 | 0.85635 | 0.85635 | 236.8741 | 0 | 0 | 0 | 2.0285 | 0.90142 | 0.85635 | 0 | 0 | 1.3423 | 6.0061 | 1.127 | 0 | 1.127 | 20.4392 | 88.7951 | 0 | 1.9831 | 1.9831 | 0.23626 | 1.9831 | 0 | 0.94198 | 1.6228 | 0 | 8.0346
2025-06-27 13:00 | 0.88565 | 66.5812 | 75.6101 | 33.5599 | 0.82 | 2.6078 | 0.69342 | 0.69342 | 0.69342 | 376.0704 | 0.97563 | 0 | 0 | 2.6078 | 0.72992 | 0.69342 | 0 | 0 | 0.90221 | 6.0061 | 0.90221 | 0 | 0.90221 | 21.2462 | 92.3008 | 0 | 1.6058 | 1.6058 | 0.19131 | 1.6058 | 0 | 0.76276 | 2.0862 | 0 | 8.6139
2025-06-27 14:00 | 0.83137 | 53.9568 | 86.9131 | 45.1483 | 0.74094 | 2.3563 | 0.92002 | 0.92002 | 0.92002 | 256.1168 | 0.83265 | 0 | 0 | 2.3563 | 0.96844 | 0.92002 | 0 | 0 | 0.55524 | 6.0061 | 0.55524 | 0 | 0.55524 | 21.7428 | 94.4583 | 0 | 2.1306 | 2.1306 | 0.25383 | 2.1306 | 0 | 1.012 | 1.8851 | 0 | 8.3625
2025-06-27 15:00 | 0.57234 | 41.1921 | 94.6182 | 58.0503 | 0.48216 | 1.5334 | 1.0394 | 1.0394 | 1.0394 | 147.5171 | 0.039559 | 0 | 0 | 1.5334 | 1.0942 | 1.0394 | 0 | 0 | 0.39965 | 6.0061 | 0.39965 | 0 | 0.39965 | 22.1002 | 96.0112 | 0 | 2.4071 | 2.4071 | 0.28678 | 2.4071 | 0 | 1.1434 | 1.2267 | 0 | 7.5395
2025-06-27 16:00 | 0.46417 | 28.5471 | 101.2757 | 71.5176 | 0.32524 | 1.0343 | 0.58281 | 0.58281 | 0.58281 | 177.4732 | 0.13319 | 0 | 0 | 1.0343 | 0.61348 | 0.58281 | 0 | 0 | 0.28766 | 6.0061 | 0.28766 | 0 | 0.28766 | 22.3575 | 97.1289 | 0 | 1.3497 | 1.3497 | 0.16079 | 1.3497 | 0 | 0.64109 | 0.82746 | 0 | 7.0405
2025-06-27 17:00 | 0.18698 | 16.1871 | 107.8421 | 85.2249 | 0.1215 | 0.38638 | 0.86536 | 0.86536 | 0.86536 | 44.6494 | 0 | 1.1102e-16 | 0 | 0.38638 | 0.91091 | 0.86536 | 0 | 0 | 0.20705 | 6.0061 | 0 | 0.52453 | -0.52453 | 21.7711 | 94.5812 | 0 | 2.004 | 2.004 | 0.23875 | 2.004 | 0 | 0.9519 | 0.3091 | 0 | 6.3925
2025-06-27 18:00 | 0.064548 | 4.2919 | 114.8909 | 98.9861 | 0.014027 | 0.044608 | 0.49266 | 0.49266 | 0.49266 | 9.0546 | 0 | 5.5511e-17 | 0 | 0.044608 | 0.51858 | 0.49266 | 0 | 0 | 0.76809 | 6.0061 | 0 | 0.47398 | -0.47398 | 21.2412 | 92.279 | 0 | 1.1409 | 1.1409 | 0.13592 | 1.1409 | 0 | 0.54192 | 0.035686 | 0 | 6.0508
2025-06-27 19:00 | 0 | 0 | 122.9242 | 90 | 0 | 0 | 0.92205 | 0.92205 | 0.92205 | 0 | 0 | 1.1102e-16 | 0 | 0 | 0.97057 | 0.92205 | 0 | 0 | 1.1519 | 6.0061 | 0 | 0.97057 | -0.97057 | 20.156 | 87.5648 | 0 | 2.1353 | 2.1353 | 0.25439 | 2.1353 | 0 | 1.0143 | 0 | 0 | 6.0061
2025-06-27 20:00 | 0 | 0 | 132.4762 | 90 | 0 | 0 | 0.60677 | 0.60677 | 0.60677 | 0 | 0 | 0 | 0 | 0 | 0.6387 | 0.60677 | 0 | 0 | 1.9312 | 6.0061 | 0 | 0.6387 | -0.6387 | 19.4419 | 84.4626 | 0 | 1.4051 | 1.4051 | 0.1674 | 1.4051 | 0 | 0.66744 | 0 | 0 | 6.0061
2025-06-27 21:00 | 0 | 0 | 144.0945 | 90 | 0 | 0 | 0.73621 | 0.73621 | 0.73621 | 0 | 0 | 1.1102e-16 | 0 | 0 | 0.77496 | 0.73621 | 0 | 0 | 2.3143 | 6.0061 | 0 | 0.77496 | -0.77496 | 18.5755 | 80.6985 | 0 | 1.7049 | 1.7049 | 0.20312 | 1.7049 | 0 | 0.80983 | 0 | 0 | 6.0061
2025-06-27 22:00 | 0 | 0 | 158.1163 | 90 | 0 | 0 | 0.69777 | 0.69777 | 0.69777 | 0 | 0 | 1.1102e-16 | 0 | 0 | 0.7345 | 0.69777 | 0 | 0 | 2.8278 | 6.0061 | 0 | 0.7345 | -0.7345 | 17.7543 | 77.1309 | 0 | 1.6159 | 1.6159 | 0.19251 | 1.6159 | 0 | 0.76755 | 0 | 0 | 6.0061
2025-06-27 23:00 | 0 | 0 | 174.1804 | 90 | 0 | 0 | 0.93058 | 0.93058 | 0.93058 | 0 | 0 | 1.1102e-16 | 0 | 0 | 0.97956 | 0.93058 | 0 | 0 | 3.2875 | 6.0061 | 0 | 0.97956 | -0.97956 | 16.6591 | 72.3731 | 0 | 2.155 | 2.155 | 0.25674 | 2.155 | 0 | 1.0236 | 0 | 0 | 6.0061
2025-06-28 | 0 | 0 | -169.1615 | 90 | 0 | 0 | 0.46985 | 0.46985 | 0.46985 | 0 | 0 | 5.5511e-17 | 0 | 0 | 0.49458 | 0.46985 | 0 | 0 | 3.9657 | 6.0061 | 0 | 0.49458 | -0.49458 | 16.1062 | 69.9709 | 0 | 1.0881 | 1.0881 | 0.12963 | 1.0881 | 0 | 0.51684 | 0 | 0 | 6.0061
2025-06-28 01:00 | 0 | 0 | -153.6046 | 90 | 0 | 0 | 0.48674 | 0.48674 | 0.48674 | 0 | 0 | 5.5511e-17 | 0 | 0 | 0.51236 | 0.48674 | 0 | 0 | 4.1704 | 6.0061 | 0 | 0.51236 | -0.51236 | 15.5333 | 67.4823 | 0 | 1.1272 | 1.1272 | 0.13429 | 1.1272 | 0 | 0.53542 | 0 | 0 | 6.0061
2025-06-28 02:00 | 0 | 0 | -140.3092 | 90 | 0 | 0 | 0.32127 | 0.32127 | 0.32127 | 0 | 0 | 5.5511e-17 | 0 | 0 | 0.33818 | 0.32127 | 0 | 0 | 4.4491 | 5.6581 | 0 | 0.33818 | -0.33818 | 15.1552 | 65.8397 | 0 | 0.744 | 0.744 | 0.088637 | 0.744 | 0 | 0.3534 | 0 | 0 | 5.6581
2025-06-28 03:00 | 0 | 0 | -129.3652 | 90 | 0 | 0 | 0.38837 | 0.38837 | 0.38837 | 0 | 0 | 5.5511e-17 | 0 | 0 | 0.40881 | 0.38837 | 0 | 0 | 4.5942 | 5.3199 | 0 | 0.40881 | -0.40881 | 14.6982 | 63.854 | 0 | 0.89939 | 0.89939 | 0.10715 | 0.89939 | 0 | 0.42721 | 0 | 0 | 5.3199
2025-06-28 04:00 | 0.002285 | 0 | -120.3295 | 90 | 0 | 0 | 0.3805 | 0.3805 | 0.3805 | 0 | 0 | 5.5511e-17 | 0 | 0 | 0.40053 | 0.3805 | 0 | 0 | 4.8395 | 4.9111 | 0 | 0.40053 | -0.40053 | 14.2504 | 61.9086 | 0 | 0.88116 | 0.88116 | 0.10498 | 0.88116 | 0 | 0.41855 | 0 | 0 | 4.9111
2025-06-28 05:00 | 0.10222 | 7.8104 | -112.646 | 94.8271 | 0.036902 | 0.11735 | 0.39836 | 0.39836 | 0.39836 | 29.4594 | 0 | 0 | 0 | 0.11735 | 0.41932 | 0.39836 | 0 | 0 | 5.0826 | 4.5106 | 0 | 0.30197 | -0.30197 | 13.9128 | 60.4419 | 0 | 0.92251 | 0.92251 | 0.1099 | 0.92251 | 0 | 0.43819 | 0.093883 | 0 | 4.628
2025-06-28 06:00 | 0.29599 | 19.8706 | -105.7931 | 81.0619 | 0.16448 | 0.52308 | 0.3064 | 0.3064 | 0.3064 | 170.7198 | 0 | 0 | 0 | 0.52308 | 0.32252 | 0.3064 | 0 | 0 | 5.143 | 4.2086 | 0.20056 | 0 | 0.20056 | 14.0921 | 61.2212 | 0 | 0.70955 | 0.70955 | 0.084533 | 0.70955 | 0 | 0.33704 | 0.41846 | 0 | 4.7317
2025-06-28 07:00 | 0.41552 | 32.3357 | -99.2631 | 67.4001 | 0.334 | 1.0622 | 0.34999 | 0.34999 | 0.34999 | 303.4908 | 0 | 0 | 0 | 1.0622 | 0.36841 | 0.34999 | 0 | 0 | 5.0009 | 4.3691 | 0.69377 | 0 | 0.69377 | 14.7127 | 63.917 | 0 | 0.81049 | 0.81049 | 0.096559 | 0.81049 | 0 | 0.38498 | 0.84974 | 0 | 5.4313
2025-06-28 08:00 | 0.43454 | 45.0364 | -92.4149 | 54.0535 | 0.39635 | 1.2605 | 0.41907 | 0.41907 | 0.41907 | 300.7754 | 0 | 0 | 0 | 1.2605 | 0.44113 | 0.41907 | 0 | 0 | 4.4859 | 4.9241 | 0.81934 | 0 | 0.81934 | 15.4455 | 67.1007 | 0 | 0.97049 | 0.97049 | 0.11562 | 0.97049 | 0 | 0.46098 | 1.0084 | 0 | 6.1846
2025-06-28 09:00 | 0.32861 | 57.7963 | -84.0231 | 41.4303 | 0.30963 | 0.98467 | 0.3196 | 0.3196 | 0.3196 | 308.1001 | 0 | 0 | 0 | 0.98467 | 0.33642 | 0.3196 | 0 | 0 | 3.9762 | 5.5796 | 0.64826 | 0 | 0.64826 | 16.0253 | 69.6196 | 0 | 0.74011 | 0.74011 | 0.088174 | 0.74011 | 0 | 0.35155 | 0.78774 | 0 | 6.5642
2025-06-28 10:00 | 0.52562 | 70.261 | -70.2749 | 30.5263 | 0.49629 | 1.5783 | 0.3286 | 0.3286 | 0.3286 | 480.3119 | 0 | 0 | 0 | 1.5783 | 0.34589 | 0.3286 | 0 | 0 | 3.6464 | 6.0061 | 1.2324 | 0 | 1.2324 | 17.1276 | 74.4084 | 0 | 0.76096 | 0.76096 | 0.090658 | 0.76096 | 0 | 0.36146 | 1.2626 | 0 | 7.5844
2025-06-28 11:00 | 0.98868 | 80.5134 | -30.6961 | 23.8896 | 0.93224 | 2.9647 | 0.26527 | 0.26527 | 0.26527 | 1117.621 | 0 | 0 | 0 | 2.9647 | 0.27923 | 0.26527 | 0 | 0 | 2.9013 | 6.0061 | 2.6854 | 0 | 2.6854 | 19.5296 | 84.8432 | 0 | 0.6143 | 0.6143 | 0.073185 | 0.6143 | 0 | 0.29179 | 2.3717 | 0 | 8.9708
2025-06-28 12:00 | 0.91385 | 78.0519 | 48.6366 | 25.1837 | 0.86058 | 2.7368 | 0.74836 | 0.74836 | 0.74836 | 365.7059 | 0.76157 | 0 | 0 | 2.7368 | 0.78774 | 0.74836 | 0 | 0 | 1.1875 | 6.0061 | 1.1875 | 0 | 1.1875 | 20.5917 | 89.4574 | 0 | 1.733 | 1.733 | 0.20647 | 1.733 | 0 | 0.82319 | 2.1894 | 0 | 8.7429
2025-06-28 13:00 | 0.83434 | 66.6094 | 75.4733 | 33.4988 | 0.77406 | 2.4617 | 0.82714 | 0.82714 | 0.82714 | 297.6109 | 0.83069 | 0 | 0 | 2.4617 | 0.87067 | 0.82714 | 0 | 0 | 0.76029 | 6.0061 | 0.76029 | 0 | 0.76029 | 21.2717 | 92.4116 | 0 | 1.9155 | 1.9155 | 0.2282 | 1.9155 | 0 | 0.90985 | 1.9693 | 0 | 8.4678
2025-06-28 14:00 | 0.66689 | 53.9886 | 86.8242 | 45.0883 | 0.60276 | 1.9169 | 0.87318 | 0.87318 | 0.87318 | 219.5278 | 0.4505 | 0 | 0 | 1.9169 | 0.91914 | 0.87318 | 0 | 0 | 0.54724 | 6.0061 | 0.54724 | 0 | 0.54724 | 21.7612 | 94.5381 | 0 | 2.0221 | 2.0221 | 0.24091 | 2.0221 | 0 | 0.9605 | 1.5335 | 0 | 7.923
2025-06-28 15:00 | 0.43302 | 41.2237 | 94.5485 | 57.9931 | 0.38645 | 1.229 | 0.75735 | 0.75735 | 0.75735 | 162.2723 | 0.037866 | 0 | 0 | 1.229 | 0.79721 | 0.75735 | 0 | 0 | 0.39389 | 6.0061 | 0.39389 | 0 | 0.39389 | 22.1135 | 96.0686 | 0 | 1.7539 | 1.7539 | 0.20895 | 1.7539 | 0 | 0.83308 | 0.98317 | 0 | 7.2351
2025-06-28 16:00 | 0.35722 | 28.5767 | 101.2147 | 71.4637 | 0.27945 | 0.8887 | 0.62975 | 0.62975 | 0.62975 | 141.1208 | 0 | 0 | 0 | 0.8887 | 0.66289 | 0.62975 | 0 | 0 | 0.28352 | 6.0061 | 0.22581 | 0 | 0.22581 | 22.3154 | 96.946 | 0 | 1.4584 | 1.4584 | 0.17374 | 1.4584 | 0 | 0.69272 | 0.71096 | 0 | 6.8949
2025-06-28 17:00 | 0.17366 | 16.2135 | 107.7846 | 85.1744 | 0.12355 | 0.39291 | 0.85338 | 0.85338 | 0.85338 | 46.0419 | 0 | 1.1102e-16 | 0 | 0.39291 | 0.8983 | 0.85338 | 0 | 0 | 0.24547 | 6.0061 | 0 | 0.50538 | -0.50538 | 21.7504 | 94.4913 | 0 | 1.9762 | 1.9762 | 0.23544 | 1.9762 | 0 | 0.93872 | 0.31433 | 0 | 6.3991
2025-06-28 18:00 | 0.060116 | 4.3136 | 114.8336 | 98.9395 | 0.018715 | 0.059517 | 0.73281 | 0.73281 | 0.73281 | 8.1217 | 0 | 0 | 0 | 0.059517 | 0.77138 | 0.73281 | 0 | 0 | 0.78091 | 6.0061 | 0 | 0.71186 | -0.71186 | 20.9545 | 91.0337 | 0 | 1.697 | 1.697 | 0.20218 | 1.697 | 0 | 0.80609 | 0.047613 | 0 | 6.0657
2025-06-28 19:00 | 0 | 0 | 122.8645 | 90 | 0 | 0 | 0.35932 | 0.35932 | 0.35932 | 0 | 0 | 0 | 0 | 0 | 0.37824 | 0.35932 | 0 | 0 | 1.3773 | 6.0061 | 0 | 0.37824 | -0.37824 | 20.5316 | 89.1966 | 0 | 0.83212 | 0.83212 | 0.099136 | 0.83212 | 0 | 0.39526 | 0 | 0 | 6.0061
2025-06-28 20:00 | 0 | 0 | 132.4127 | 90 | 0 | 0 | 0.8317 | 0.8317 | 0.8317 | 0 | 0 | 1.1102e-16 | 0 | 0 | 0.87548 | 0.8317 | 0 | 0 | 1.5883 | 6.0061 | 0 | 0.87548 | -0.87548 | 19.5528 | 84.9443 | 0 | 1.926 | 1.926 | 0.22946 | 1.926 | 0 | 0.91487 | 0 | 0 | 6.0061
2025-06-28 21:00 | 0 | 0 | 144.0268 | 90 | 0 | 0 | 0.89385 | 0.89385 | 0.89385 | 0 | 0 | 1.1102e-16 | 0 | 0 | 0.94089 | 0.89385 | 0 | 0 | 2.259 | 6.0061 | 0 | 0.94089 | -0.94089 | 18.5009 | 80.3742 | 0 | 2.07 | 2.07 | 0.24661 | 2.07 | 0 | 0.98323 | 0 | 0 | 6.0061
2025-06-28 22:00 | 0 | 0 | 158.0472 | 90 | 0 | 0 | 0.68763 | 0.68763 | 0.68763 | 0 | 0 | 0 | 0 | 0 | 0.72382 | 0.68763 | 0 | 0 | 2.9177 | 6.0061 | 0 | 0.72382 | -0.72382 | 17.6916 | 76.8585 | 0 | 1.5924 | 1.5924 | 0.18971 | 1.5924 | 0 | 0.75639 | 0 | 0 | 6.0061
2025-06-28 23:00 | 0 | 0 | 174.1166 | 90 | 0 | 0 | 0.86121 | 0.86121 | 0.86121 | 0 | 0 | 1.1102e-16 | 0 | 0 | 0.90653 | 0.86121 | 0 | 0 | 3.3407 | 6.0061 | 0 | 0.90653 | -0.90653 | 16.6781 | 72.4554 | 0 | 1.9944 | 1.9944 | 0.2376 | 1.9944 | 0 | 0.94733 | 0 | 0 | 6.0061
2025-06-29 | 0 | 0 | -169.2104 | 90 | 0 | 0 | 0.3141 | 0.3141 | 0.3141 | 0 | 0 | 5.5511e-17 | 0 | 0 | 0.33063 | 0.3141 | 0 | 0 | 3.9431 | 6.0061 | 0 | 0.33063 | -0.33063 | 16.3084 | 70.8495 | 0 | 0.72739 | 0.72739 | 0.086659 | 0.72739 | 0 | 0.34551 | 0 | 0 | 6.0061
2025-06-29 01:00 | 0 | 0 | -153.6353 | 90 | 0 | 0 | 0.34069 | 0.34069 | 0.34069 | 0 | 0 | 0 | 0 | 0 | 0.35862 | 0.34069 | 0 | 0 | 4.0075 | 6.0061 | 0 | 0.35862 | -0.35862 | 15.9075 | 69.1076 | 0 | 0.78896 | 0.78896 | 0.093994 | 0.78896 | 0 | 0.37476 | 0 | 0 | 6.0061
2025-06-29 02:00 | 0 | 0 | -140.324 | 90 | 0 | 0 | 0.60459 | 0.60459 | 0.60459 | 0 | 0 | 1.1102e-16 | 0 | 0 | 0.63642 | 0.60459 | 0 | 0 | 4.1766 | 5.9928 | 0 | 0.63642 | -0.63642 | 15.1959 | 66.0164 | 0 | 1.4001 | 1.4001 | 0.1668 | 1.4001 | 0 | 0.66505 | 0 | 0 | 5.9928
2025-06-29 03:00 | 0 | 0 | -129.3681 | 90 | 0 | 0 | 0.51277 | 0.51277 | 0.51277 | 0 | 0 | 0 | 0 | 0 | 0.53976 | 0.51277 | 0 | 0 | 4.6254 | 5.3563 | 0 | 0.53976 | -0.53976 | 14.5925 | 63.3948 | 0 | 1.1875 | 1.1875 | 0.14147 | 1.1875 | 0 | 0.56405 | 0 | 0 | 5.3563
2025-06-29 04:00 | 0.0019817 | 0 | -120.324 | 90 | 0 | 0 | 0.29462 | 0.29462 | 0.29462 | 0 | 0 | 5.5511e-17 | 0 | 0 | 0.31012 | 0.29462 | 0 | 0 | 4.9578 | 4.8166 | 0 | 0.31012 | -0.31012 | 14.2457 | 61.8884 | 0 | 0.68227 | 0.68227 | 0.081283 | 0.68227 | 0 | 0.32408 | 0 | 0 | 4.8166
2025-06-29 05:00 | 0.10539 | 7.7463 | -112.6339 | 94.8774 | 0.032643 | 0.10381 | 0.42668 | 0.42668 | 0.42668 | 24.33 | 0 | 5.5511e-17 | 0 | 0.10381 | 0.44914 | 0.42668 | 0 | 0 | 5.0864 | 4.5065 | 0 | 0.34533 | -0.34533 | 13.8596 | 60.2112 | 0 | 0.9881 | 0.9881 | 0.11772 | 0.9881 | 0 | 0.46935 | 0.083049 | 0 | 4.6103
2025-06-29 06:00 | 0.33249 | 19.8075 | -105.7754 | 81.1076 | 0.1688 | 0.5368 | 0.32517 | 0.32517 | 0.32517 | 165.0807 | 0 | 0 | 0 | 0.5368 | 0.34229 | 0.32517 | 0 | 0 | 5.143 | 4.1611 | 0.19451 | 0 | 0.19451 | 14.0336 | 60.967 | 0 | 0.75303 | 0.75303 | 0.089714 | 0.75303 | 0 | 0.35769 | 0.42944 | 0 | 4.6979
2025-06-29 07:00 | 0.52711 | 32.2737 | -99.2394 | 67.4403 | 0.39508 | 1.2564 | 0.3775 | 0.3775 | 0.3775 | 332.8266 | 0 | 0 | 0 | 1.2564 | 0.39737 | 0.3775 | 0 | 0 | 5.0403 | 4.3167 | 0.85906 | 0 | 0.85906 | 14.802 | 64.305 | 0 | 0.87422 | 0.87422 | 0.10415 | 0.87422 | 0 | 0.41525 | 1.0051 | 0 | 5.5732
2025-06-29 08:00 | 0.78827 | 44.975 | -92.384 | 54.0862 | 0.67022 | 2.1314 | 0.26001 | 0.26001 | 0.26001 | 819.7401 | 0 | 0 | 0 | 2.1314 | 0.2737 | 0.26001 | 0 | 0 | 4.4029 | 5.004 | 1.8577 | 0 | 1.8577 | 16.4636 | 71.5236 | 0 | 0.60213 | 0.60213 | 0.071736 | 0.60213 | 0 | 0.28601 | 1.7051 | 0 | 7.1354
2025-06-29 09:00 | 0.91641 | 57.7346 | -83.9834 | 41.4517 | 0.8286 | 2.6351 | 0.34281 | 0.34281 | 0.34281 | 768.6602 | 0 | 0 | 0 | 2.6351 | 0.36086 | 0.34281 | 0 | 0 | 3.1667 | 6.0061 | 2.2742 | 0 | 2.2742 | 18.4977 | 80.3606 | 0 | 0.79389 | 0.79389 | 0.094581 | 0.79389 | 0 | 0.3771 | 2.1081 | 0 | 8.6412
2025-06-29 10:00 | 0.99561 | 70.1974 | -70.2333 | 30.5279 | 0.92779 | 2.9505 | 0.41119 | 0.41119 | 0.41119 | 717.5568 | 0.71103 | 0 | 0 | 2.9505 | 0.43283 | 0.41119 | 0 | 0 | 1.8067 | 6.0061 | 1.8067 | 0 | 1.8067 | 20.1136 | 87.3807 | 0 | 0.95223 | 0.95223 | 0.11344 | 0.95223 | 0 | 0.45231 | 2.3604 | 0 | 8.9567
2025-06-29 11:00 | 0.95168 | 80.4522 | -30.8311 | 23.8585 | 0.89795 | 2.8556 | 0.31243 | 0.31243 | 0.31243 | 914.0183 | 1.6167 | 0 | 0 | 2.8556 | 0.32887 | 0.31243 | 0 | 0 | 0.91005 | 6.0061 | 0.91005 | 0 | 0.91005 | 20.9276 | 90.9169 | 0 | 0.72351 | 0.72351 | 0.086197 | 0.72351 | 0 | 0.34367 | 2.2845 | 0 | 8.8618
2025-06-29 12:00 | 1.0849 | 78.0546 | 48.3218 | 25.1246 | 1.0211 | 3.2472 | 0.9623 | 0.9623 | 0.9623 | 337.4457 | 1.5793 | 0 | 0 | 3.2472 | 1.0129 | 0.9623 | 0 | 0 | 0.65503 | 6.0061 | 0.65503 | 0 | 0.65503 | 21.5135 | 93.4622 | 0 | 2.2285 | 2.2285 | 0.26549 | 2.2285 | 0 | 1.0585 | 2.5978 | 0 | 9.2534
2025-06-29 13:00 | 0.98115 | 66.634 | 75.3211 | 33.4336 | 0.9083 | 2.8885 | 0.7825 | 0.7825 | 0.7825 | 369.1433 | 1.5934 | 0 | 0 | 2.8885 | 0.82368 | 0.7825 | 0 | 0 | 0.47148 | 6.0061 | 0.47148 | 0 | 0.47148 | 21.9352 | 95.2942 | 0 | 1.8121 | 1.8121 | 0.21589 | 1.8121 | 0 | 0.86075 | 2.3108 | 0 | 8.8947
2025-06-29 14:00 | 0.83275 | 54.0174 | 86.7246 | 45.0256 | 0.74311 | 2.3632 | 0.52978 | 0.52978 | 0.52978 | 446.0767 | 1.4662 | 0 | 0 | 2.3632 | 0.55766 | 0.52978 | 0 | 0 | 0.33936 | 6.0061 | 0.33936 | 0 | 0.33936 | 22.2387 | 96.6129 | 0 | 1.2269 | 1.2269 | 0.14616 | 1.2269 | 0 | 0.58276 | 1.8906 | 0 | 8.3694
2025-06-29 15:00 | 0.47458 | 41.2522 | 94.4705 | 57.9345 | 0.41618 | 1.3235 | 0.80873 | 0.80873 | 0.80873 | 163.654 | 0.22796 | 0 | 0 | 1.3235 | 0.85129 | 0.80873 | 0 | 0 | 0.24427 | 6.0061 | 0.24427 | 0 | 0.24427 | 22.4572 | 97.562 | 0 | 1.8728 | 1.8728 | 0.22312 | 1.8728 | 0 | 0.8896 | 1.0588 | 0 | 7.3297
2025-06-29 16:00 | 0.39001 | 28.6031 | 101.1468 | 71.4092 | 0.29268 | 0.93078 | 0.79999 | 0.79999 | 0.79999 | 116.3486 | 0 | 0 | 0 | 0.93078 | 0.8421 | 0.79999 | 0 | 0 | 0.17582 | 6.0061 | 0.088683 | 0 | 0.088683 | 22.5365 | 97.9066 | 0 | 1.8526 | 1.8526 | 0.22071 | 1.8526 | 0 | 0.87999 | 0.74463 | 0 | 6.9369
2025-06-29 17:00 | 0.22474 | 16.2362 | 107.7209 | 85.1241 | 0.11065 | 0.35189 | 0.79619 | 0.79619 | 0.79619 | 44.1966 | 0 | 1.1102e-16 | 0 | 0.35189 | 0.83809 | 0.79619 | 0 | 0 | 0.18907 | 6.0061 | 0 | 0.4862 | -0.4862 | 21.9929 | 95.5451 | 0 | 1.8438 | 1.8438 | 0.21966 | 1.8438 | 0 | 0.87581 | 0.28151 | 0 | 6.358
2025-06-29 18:00 | 0.055008 | 4.3312 | 114.7706 | 98.8939 | 0.023872 | 0.075918 | 0.53577 | 0.53577 | 0.53577 | 14.1698 | 0 | 0 | 0 | 0.075918 | 0.56397 | 0.53577 | 0 | 0 | 0.66977 | 6.0061 | 0 | 0.48805 | -0.48805 | 21.4473 | 93.1745 | 0 | 1.2407 | 1.2407 | 0.14782 | 1.2407 | 0 | 0.58935 | 0.060734 | 0 | 6.0821
2025-06-29 19:00 | 0 | 0 | 122.7998 | 90 | 0 | 0 | 0.68218 | 0.68218 | 0.68218 | 0 | 0 | 0 | 0 | 0 | 0.71809 | 0.68218 | 0 | 0 | 1.052 | 6.0061 | 0 | 0.71809 | -0.71809 | 20.6444 | 89.6867 | 0 | 1.5798 | 1.5798 | 0.18821 | 1.5798 | 0 | 0.7504 | 0 | 0 | 6.0061
2025-06-29 20:00 | 0 | 0 | 132.3445 | 90 | 0 | 0 | 0.85369 | 0.85369 | 0.85369 | 0 | 0 | 1.1102e-16 | 0 | 0 | 0.89863 | 0.85369 | 0 | 0 | 1.5964 | 6.0061 | 0 | 0.89863 | -0.89863 | 19.6397 | 85.3219 | 0 | 1.977 | 1.977 | 0.23553 | 1.977 | 0 | 0.93906 | 0 | 0 | 6.0061
2025-06-29 21:00 | 0 | 0 | 143.9554 | 90 | 0 | 0 | 0.97094 | 0.97094 | 0.97094 | 0 | 0 | 0 | 0 | 0 | 1.022 | 0.97094 | 0 | 0 | 2.248 | 6.0061 | 0 | 1.022 | -1.022 | 18.4971 | 80.3577 | 0 | 2.2485 | 2.2485 | 0.26788 | 2.2485 | 0 | 1.068 | 0 | 0 | 6.0061
2025-06-29 22:00 | 0 | 0 | 157.9757 | 90 | 0 | 0 | 0.54589 | 0.54589 | 0.54589 | 0 | 0 | 1.1102e-16 | 0 | 0 | 0.57462 | 0.54589 | 0 | 0 | 2.9585 | 6.0061 | 0 | 0.57462 | -0.57462 | 17.8546 | 77.5667 | 0 | 1.2642 | 1.2642 | 0.15061 | 1.2642 | 0 | 0.60048 | 0 | 0 | 6.0061
2025-06-29 23:00 | 0 | 0 | 174.0524 | 90 | 0 | 0 | 0.68263 | 0.68263 | 0.68263 | 0 | 0 | 1.1102e-16 | 0 | 0 | 0.71855 | 0.68263 | 0 | 0 | 3.2258 | 6.0061 | 0 | 0.71855 | -0.71855 | 17.0512 | 74.0766 | 0 | 1.5808 | 1.5808 | 0.18833 | 1.5808 | 0 | 0.75089 | 0 | 0 | 6.0061
2025-06-30 | 0 | 0 | -169.2574 | 90 | 0 | 0 | 0.41086 | 0.41086 | 0.41086 | 0 | 0 | 0 | 0 | 0 | 0.43248 | 0.41086 | 0 | 0 | 3.6732 | 6.0061 | 0 | 0.43248 | -0.43248 | 16.5677 | 71.976 | 0 | 0.95146 | 0.95146 | 0.11335 | 0.95146 | 0 | 0.45194 | 0 | 0 | 6.0061
2025-06-30 01:00 | 0 | 0 | -153.6621 | 90 | 0 | 0 | 0.42787 | 0.42787 | 0.42787 | 0 | 0 | 5.5511e-17 | 0 | 0 | 0.45039 | 0.42787 | 0 | 0 | 3.8639 | 6.0061 | 0 | 0.45039 | -0.45039 | 16.0642 | 69.7884 | 0 | 0.99086 | 0.99086 | 0.11805 | 0.99086 | 0 | 0.47066 | 0 | 0 | 6.0061
2025-06-30 02:00 | 0 | 0 | -140.3338 | 90 | 0 | 0 | 0.33948 | 0.33948 | 0.33948 | 0 | 0 | 5.5511e-17 | 0 | 0 | 0.35735 | 0.33948 | 0 | 0 | 4.1149 | 6.0061 | 0 | 0.35735 | -0.35735 | 15.6646 | 68.0527 | 0 | 0.78616 | 0.78616 | 0.093661 | 0.78616 | 0 | 0.37343 | 0 | 0 | 6.0061
2025-06-30 03:00 | 0 | 0 | -129.3656 | 90 | 0 | 0 | 0.42745 | 0.42745 | 0.42745 | 0 | 0 | 5.5511e-17 | 0 | 0 | 0.44995 | 0.42745 | 0 | 0 | 4.2989 | 5.7756 | 0 | 0.44995 | -0.44995 | 15.1616 | 65.8672 | 0 | 0.98989 | 0.98989 | 0.11793 | 0.98989 | 0 | 0.4702 | 0 | 0 | 5.7756
2025-06-30 04:00 | 0.0017222 | 0 | -120.3126 | 90 | 0 | 0 | 0.39444 | 0.39444 | 0.39444 | 0 | 0 | 5.5511e-17 | 0 | 0 | 0.4152 | 0.39444 | 0 | 0 | 4.5877 | 5.3256 | 0 | 0.4152 | -0.4152 | 14.6974 | 63.8505 | 0 | 0.91344 | 0.91344 | 0.10882 | 0.91344 | 0 | 0.43389 | 0 | 0 | 5.3256
2025-06-30 05:00 | 0.12275 | 7.6791 | -112.6157 | 94.9273 | 0.015979 | 0.050815 | 0.47222 | 0.47222 | 0.47222 | 10.7608 | 0 | 5.5511e-17 | 0 | 0.050815 | 0.49708 | 0.47222 | 0 | 0 | 4.8404 | 4.9104 | 0 | 0.44626 | -0.44626 | 14.1984 | 61.683 | 0 | 1.0936 | 1.0936 | 0.13028 | 1.0936 | 0 | 0.51944 | 0.040652 | 0 | 4.9612
2025-06-30 06:00 | 0.3363 | 19.7419 | -105.7508 | 81.1523 | 0.16939 | 0.53868 | 0.50237 | 0.50237 | 0.50237 | 107.2275 | 0 | 0 | 0 | 0.53868 | 0.52881 | 0.50237 | 0 | 0 | 5.1242 | 4.4642 | 0.0098686 | 0 | 0.0098686 | 14.2073 | 61.7213 | 0 | 1.1634 | 1.1634 | 0.1386 | 1.1634 | 0 | 0.55261 | 0.43095 | 0 | 5.0028
2025-06-30 07:00 | 0.56563 | 32.2094 | -99.2079 | 67.4787 | 0.42175 | 1.3412 | 0.31501 | 0.31501 | 0.31501 | 425.7749 | 0 | 0 | 0 | 1.3412 | 0.33159 | 0.31501 | 0 | 0 | 4.9973 | 4.4721 | 1.0097 | 0 | 1.0097 | 15.1103 | 65.6446 | 0 | 0.7295 | 0.7295 | 0.08691 | 0.7295 | 0 | 0.34651 | 1.073 | 0 | 5.8133
2025-06-30 08:00 | 0.71754 | 44.9115 | -92.3439 | 54.1163 | 0.61133 | 1.9441 | 0.35759 | 0.35759 | 0.35759 | 543.6702 | 0 | 0 | 0 | 1.9441 | 0.37641 | 0.35759 | 0 | 0 | 4.2216 | 5.2798 | 1.5677 | 0 | 1.5677 | 16.5125 | 71.7362 | 0 | 0.82811 | 0.82811 | 0.098658 | 0.82811 | 0 | 0.39335 | 1.5553 | 0 | 7.2239
2025-06-30 09:00 | 0.59499 | 57.6707 | -83.9316 | 41.4693 | 0.55047 | 1.7506 | 0.40059 | 0.40059 | 0.40059 | 437.0003 | 0 | 0 | 0 | 1.7506 | 0.42168 | 0.40059 | 0 | 0 | 3.199 | 6.0061 | 1.3289 | 0 | 1.3289 | 17.7011 | 76.9 | 0 | 0.92769 | 0.92769 | 0.11052 | 0.92769 | 0 | 0.44065 | 1.4005 | 0 | 7.7567
2025-06-30 10:00 | 0.92655 | 70.1308 | -70.1735 | 30.5242 | 0.86425 | 2.7485 | 0.49262 | 0.49262 | 0.49262 | 557.9282 | 0 | 0 | 0 | 2.7485 | 0.51855 | 0.49262 | 0 | 0 | 2.4838 | 6.0061 | 2.2299 | 0 | 2.2299 | 19.6957 | 85.5648 | 0 | 1.1408 | 1.1408 | 0.13591 | 1.1408 | 0 | 0.54188 | 2.1988 | 0 | 8.7546
2025-06-30 11:00 | 0.92496 | 80.385 | -30.9419 | 23.8207 | 0.87337 | 2.7775 | 0.35596 | 0.35596 | 0.35596 | 780.273 | 1.2507 | 0 | 0 | 2.7775 | 0.3747 | 0.35596 | 0 | 0 | 1.152 | 6.0061 | 1.152 | 0 | 1.152 | 20.7261 | 90.0412 | 0 | 0.82433 | 0.82433 | 0.098207 | 0.82433 | 0 | 0.39156 | 2.222 | 0 | 8.7836
2025-06-30 12:00 | 0.9749 | 78.0515 | 47.9859 | 25.0594 | 0.9183 | 2.9204 | 0.65632 | 0.65632 | 0.65632 | 444.9575 | 1.5113 | 0 | 0 | 2.9204 | 0.69087 | 0.65632 | 0 | 0 | 0.71818 | 6.0061 | 0.71818 | 0 | 0.71818 | 21.3684 | 92.8319 | 0 | 1.5199 | 1.5199 | 0.18108 | 1.5199 | 0 | 0.72195 | 2.3363 | 0 | 8.9265
2025-06-30 13:00 | 0.94657 | 66.6549 | 75.1537 | 33.3643 | 0.87695 | 2.7889 | 0.64775 | 0.64775 | 0.64775 | 430.5433 | 1.5901 | 0 | 0 | 2.7889 | 0.68184 | 0.64775 | 0 | 0 | 0.51693 | 6.0061 | 0.51693 | 0 | 0.51693 | 21.8308 | 94.8405 | 0 | 1.5001 | 1.5001 | 0.17871 | 1.5001 | 0 | 0.71253 | 2.2311 | 0 | 8.795
2025-06-30 14:00 | 0.90567 | 54.0429 | 86.6144 | 44.9605 | 0.80816 | 2.5701 | 0.72939 | 0.72939 | 0.72939 | 352.3598 | 1.4302 | 0 | 0 | 2.5701 | 0.76778 | 0.72939 | 0 | 0 | 0.37208 | 6.0061 | 0.37208 | 0 | 0.37208 | 22.1636 | 96.2863 | 0 | 1.6891 | 1.6891 | 0.20124 | 1.6891 | 0 | 0.80233 | 2.0561 | 0 | 8.5762
2025-06-30 15:00 | 0.6516 | 41.2776 | 94.3843 | 57.8746 | 0.54132 | 1.7215 | 0.68678 | 0.68678 | 0.68678 | 250.6602 | 0.73075 | 0 | 0 | 1.7215 | 0.72293 | 0.68678 | 0 | 0 | 0.26781 | 6.0061 | 0.26781 | 0 | 0.26781 | 22.4031 | 97.327 | 0 | 1.5904 | 1.5904 | 0.18948 | 1.5904 | 0 | 0.75546 | 1.3772 | 0 | 7.7276
2025-06-30 16:00 | 0.48943 | 28.626 | 101.0719 | 71.3543 | 0.34197 | 1.0875 | 0.97133 | 0.97133 | 0.97133 | 111.9613 | 0 | 0 | 0 | 1.0875 | 1.0225 | 0.97133 | 0 | 0 | 0.19277 | 6.0061 | 0.065061 | 0 | 0.065061 | 22.4613 | 97.5798 | 0 | 2.2494 | 2.2494 | 0.26798 | 2.2494 | 0 | 1.0685 | 0.87001 | 0 | 7.0937
2025-06-30 17:00 | 0.27372 | 16.2552 | 107.6512 | 85.0741 | 0.10147 | 0.3227 | 0.64985 | 0.64985 | 0.64985 | 49.6568 | 0 | 1.1102e-16 | 0 | 0.3227 | 0.68405 | 0.64985 | 0 | 0 | 0.23039 | 6.0061 | 0 | 0.36136 | -0.36136 | 22.0573 | 95.8246 | 0 | 1.5049 | 1.5049 | 0.17929 | 1.5049 | 0 | 0.71484 | 0.25816 | 0 | 6.3288
2025-06-30 18:00 | 0.068587 | 4.3447 | 114.7021 | 98.8492 | 0.011201 | 0.035622 | 0.80816 | 0.80816 | 0.80816 | 4.4078 | 0 | 0 | 0 | 0.035622 | 0.8507 | 0.80816 | 0 | 0 | 0.59943 | 6.0061 | 0 | 0.81508 | -0.81508 | 21.146 | 91.8657 | 0 | 1.8715 | 1.8715 | 0.22297 | 1.8715 | 0 | 0.88898 | 0.028497 | 0 | 6.0418
2025-06-30 19:00 | 0 | 0 | 122.7299 | 90 | 0 | 0 | 0.91408 | 0.91408 | 0.91408 | 0 | 0 | 0 | 0 | 0 | 0.96219 | 0.91408 | 0 | 0 | 1.2944 | 6.0061 | 0 | 0.96219 | -0.96219 | 20.0703 | 87.1922 | 0 | 2.1168 | 2.1168 | 0.25219 | 2.1168 | 0 | 1.0055 | 0 | 0 | 6.0061
2025-06-30 20:00 | 0 | 0 | 132.2718 | 90 | 0 | 0 | 0.74052 | 0.74052 | 0.74052 | 0 | 0 | 1.1102e-16 | 0 | 0 | 0.7795 | 0.74052 | 0 | 0 | 2.0158 | 6.0061 | 0 | 0.7795 | -0.7795 | 19.1988 | 83.4061 | 0 | 1.7149 | 1.7149 | 0.20431 | 1.7149 | 0 | 0.81457 | 0 | 0 | 6.0061
2025-06-30 21:00 | 0 | 0 | 143.8802 | 90 | 0 | 0 | 0.52351 | 0.52351 | 0.52351 | 0 | 0 | 0 | 0 | 0 | 0.55106 | 0.52351 | 0 | 0 | 2.5045 | 6.0061 | 0 | 0.55106 | -0.55106 | 18.5827 | 80.7295 | 0 | 1.2123 | 1.2123 | 0.14443 | 1.2123 | 0 | 0.57586 | 0 | 0 | 6.0061
2025-06-30 22:00 | 0 | 0 | 157.902 | 90 | 0 | 0 | 0.96569 | 0.96569 | 0.96569 | 0 | 0 | 1.1102e-16 | 0 | 0 | 1.0165 | 0.96569 | 0 | 0 | 2.7863 | 6.0061 | 0 | 1.0165 | -1.0165 | 17.4461 | 75.7922 | 0 | 2.2363 | 2.2363 | 0.26643 | 2.2363 | 0 | 1.0623 | 0 | 0 | 6.0061
2025-06-30 23:00 | 0 | 0 | 173.9881 | 90 | 0 | 0 | 0.93811 | 0.93811 | 0.93811 | 0 | 0 | 1.1102e-16 | 0 | 0 | 0.98748 | 0.93811 | 0 | 0 | 3.5201 | 6.0061 | 0 | 0.98748 | -0.98748 | 16.3421 | 70.9959 | 0 | 2.1725 | 2.1725 | 0.25882 | 2.1725 | 0 | 1.0319 | 0 | 0 | 6.0061
2025-07-01 | 0 | 0 | -169.3022 | 90 | 0 | 0 | 0.32843 | 0.32843 | 0.32843 | 0 | 0 | 5.5511e-17 | 0 | 0 | 0.34572 | 0.32843 | 0 | 0 | 4.1711 | 6.0061 | 0 | 0.34572 | -0.34572 | 15.9556 | 69.3166 | 0 | 0.65314 | 0.65314 | 0.077813 | 0.65314 | 0 | 0.36128 | 0 | 0 | 6.0061
2025-07-01 01:00 | 0 | 0 | -153.6851 | 90 | 0 | 0 | 0.43734 | 0.43734 | 0.43734 | 0 | 0 | 5.5511e-17 | 0 | 0 | 0.46036 | 0.43734 | 0 | 0 | 4.226 | 6.0061 | 0 | 0.46036 | -0.46036 | 15.4409 | 67.0806 | 0 | 0.86972 | 0.86972 | 0.10362 | 0.86972 | 0 | 0.48108 | 0 | 0 | 6.0061
2025-07-01 02:00 | 0 | 0 | -140.3388 | 90 | 0 | 0 | 0.21364 | 0.21364 | 0.21364 | 0 | 0 | 2.7756e-17 | 0 | 0 | 0.22488 | 0.21364 | 0 | 0 | 4.474 | 5.5754 | 0 | 0.22488 | -0.22488 | 15.1895 | 65.9883 | 0 | 0.42486 | 0.42486 | 0.050616 | 0.42486 | 0 | 0.235 | 0 | 0 | 5.5754
2025-07-01 03:00 | 0 | 0 | -129.3576 | 90 | 0 | 0 | 0.47808 | 0.47808 | 0.47808 | 0 | 0 | 5.5511e-17 | 0 | 0 | 0.50324 | 0.47808 | 0 | 0 | 4.5325 | 5.3505 | 0 | 0.50324 | -0.50324 | 14.6268 | 63.544 | 0 | 0.95073 | 0.95073 | 0.11327 | 0.95073 | 0 | 0.52589 | 0 | 0 | 5.3505
2025-07-01 04:00 | 0.0012793 | 0 | -120.2954 | 90 | 0 | 0 | 0.34097 | 0.34097 | 0.34097 | 0 | 0 | 5.5511e-17 | 0 | 0 | 0.35892 | 0.34097 | 0 | 0 | 4.8865 | 4.8473 | 0 | 0.35892 | -0.35892 | 14.2255 | 61.8007 | 0 | 0.67807 | 0.67807 | 0.080783 | 0.67807 | 0 | 0.37507 | 0 | 0 | 4.8473
2025-07-01 05:00 | 0.11043 | 7.6088 | -112.5912 | 94.9769 | 0.025253 | 0.080308 | 0.47156 | 0.47156 | 0.47156 | 17.0302 | 0 | 0 | 0 | 0.080308 | 0.49638 | 0.47156 | 0 | 0 | 5.0881 | 4.4884 | 0 | 0.41608 | -0.41608 | 13.7604 | 59.7798 | 0 | 0.93778 | 0.93778 | 0.11172 | 0.93778 | 0 | 0.51872 | 0.064247 | 0 | 4.5687
2025-07-01 06:00 | 0.29266 | 19.6737 | -105.7195 | 81.1959 | 0.16229 | 0.51613 | 0.38039 | 0.38039 | 0.38039 | 135.6845 | 0 | 0 | 0 | 0.51613 | 0.40041 | 0.38039 | 0 | 0 | 5.143 | 4.0723 | 0.11572 | 0 | 0.11572 | 13.8638 | 60.2294 | 0 | 0.75646 | 0.75646 | 0.090121 | 0.75646 | 0 | 0.41843 | 0.4129 | 0 | 4.5884
2025-07-01 07:00 | 0.48495 | 32.1429 | -99.1689 | 67.5153 | 0.36949 | 1.175 | 0.36397 | 0.36397 | 0.36397 | 322.8364 | 0 | 0 | 0 | 1.175 | 0.38313 | 0.36397 | 0 | 0 | 5.143 | 4.1649 | 0.79191 | 0 | 0.79191 | 14.5722 | 63.3065 | 0 | 0.72381 | 0.72381 | 0.086233 | 0.72381 | 0 | 0.40037 | 0.94003 | 0 | 5.3399
2025-07-01 08:00 | 0.67368 | 44.8459 | -92.2945 | 54.1438 | 0.57638 | 1.833 | 0.34709 | 0.34709 | 0.34709 | 528.0947 | 0 | 0 | 0 | 1.833 | 0.36536 | 0.34709 | 0 | 0 | 4.5561 | 4.7984 | 1.4676 | 0 | 1.4676 | 15.8848 | 69.0093 | 0 | 0.69025 | 0.69025 | 0.082234 | 0.69025 | 0 | 0.3818 | 1.4664 | 0 | 6.6314
2025-07-01 09:00 | 0.81462 | 57.6048 | -83.8677 | 41.4831 | 0.73865 | 2.349 | 0.39072 | 0.39072 | 0.39072 | 601.2167 | 0 | 0 | 0 | 2.349 | 0.41128 | 0.39072 | 0 | 0 | 3.5857 | 5.9725 | 1.9378 | 0 | 1.9378 | 17.618 | 76.5389 | 0 | 0.777 | 0.777 | 0.092568 | 0.777 | 0 | 0.42979 | 1.8792 | 0 | 8.3216
2025-07-01 10:00 | 0.89082 | 70.0614 | -70.0957 | 30.5152 | 0.83184 | 2.6454 | 0.41462 | 0.41462 | 0.41462 | 638.0305 | 0 | 0 | 0 | 2.6454 | 0.43644 | 0.41462 | 0 | 0 | 2.4127 | 6.0061 | 2.2089 | 0 | 2.2089 | 19.5938 | 85.1222 | 0 | 0.82453 | 0.82453 | 0.098231 | 0.82453 | 0 | 0.45608 | 2.1163 | 0 | 8.6515
2025-07-01 11:00 | 0.9553 | 80.3122 | -31.0284 | 23.7762 | 0.90219 | 2.8691 | 0.41432 | 0.41432 | 0.41432 | 692.483 | 1.271 | 0 | 0 | 2.8691 | 0.43613 | 0.41432 | 0 | 0 | 1.162 | 6.0061 | 1.162 | 0 | 1.162 | 20.6331 | 89.6375 | 0 | 0.82394 | 0.82394 | 0.098162 | 0.82394 | 0 | 0.45576 | 2.2953 | 0 | 8.8753
2025-07-01 12:00 | 0.99999 | 78.0426 | 47.6297 | 24.9881 | 0.94234 | 2.9968 | 0.83373 | 0.83373 | 0.83373 | 359.4444 | 1.3719 | 0 | 0 | 2.9968 | 0.87761 | 0.83373 | 0 | 0 | 0.7473 | 6.0061 | 0.7473 | 0 | 0.7473 | 21.3015 | 92.5413 | 0 | 1.6569 | 1.6569 | 0.19739 | 1.6569 | 0 | 0.9171 | 2.3974 | 0 | 9.0029
2025-07-01 13:00 | 1.0315 | 66.672 | 74.9711 | 33.291 | 0.95595 | 3.0401 | 0.58087 | 0.58087 | 0.58087 | 523.3673 | 1.8907 | 0 | 0 | 3.0401 | 0.61144 | 0.58087 | 0 | 0 | 0.53789 | 6.0061 | 0.53789 | 0 | 0.53789 | 21.7826 | 94.6313 | 0 | 1.1544 | 1.1544 | 0.13753 | 1.1544 | 0 | 0.63896 | 2.4321 | 0 | 9.0462
2025-07-01 14:00 | 0.83466 | 54.0652 | 86.4936 | 44.8931 | 0.74596 | 2.3723 | 0.69534 | 0.69534 | 0.69534 | 341.1677 | 1.2532 | 0 | 0 | 2.3723 | 0.73194 | 0.69534 | 0 | 0 | 0.38716 | 6.0061 | 0.38716 | 0 | 0.38716 | 22.1289 | 96.1358 | 0 | 1.3819 | 1.3819 | 0.16463 | 1.3819 | 0 | 0.76488 | 1.8978 | 0 | 8.3784
2025-07-01 15:00 | 0.73374 | 41.2996 | 94.2899 | 57.8134 | 0.60797 | 1.9335 | 0.76825 | 0.76825 | 0.76825 | 251.6698 | 0.8461 | 0 | 0 | 1.9335 | 0.80869 | 0.76825 | 0 | 0 | 0.27867 | 6.0061 | 0.27867 | 0 | 0.27867 | 22.3782 | 97.2186 | 0 | 1.5268 | 1.5268 | 0.18189 | 1.5268 | 0 | 0.84508 | 1.5468 | 0 | 7.9396
2025-07-01 16:00 | 0.47522 | 28.6455 | 100.9902 | 71.299 | 0.33406 | 1.0624 | 0.72897 | 0.72897 | 0.72897 | 145.733 | 0.094431 | 0 | 0 | 1.0624 | 0.76734 | 0.72897 | 0 | 0 | 0.20058 | 6.0061 | 0.20058 | 0 | 0.20058 | 22.5576 | 97.998 | 0 | 1.4487 | 1.4487 | 0.17259 | 1.4487 | 0 | 0.80187 | 0.84988 | 0 | 7.0685
2025-07-01 17:00 | 0.25679 | 16.2704 | 107.5754 | 85.0245 | 0.10318 | 0.32814 | 0.54649 | 0.54649 | 0.54649 | 60.0444 | 0 | 1.1102e-16 | 0 | 0.32814 | 0.57526 | 0.54649 | 0 | 0 | 0.14438 | 6.0061 | 0 | 0.24712 | -0.24712 | 22.2813 | 96.7977 | 0 | 1.0861 | 1.0861 | 0.12939 | 1.0861 | 0 | 0.60114 | 0.26251 | 0 | 6.3343
2025-07-01 18:00 | 0.06893 | 4.3539 | 114.6282 | 98.8056 | 0.011047 | 0.035131 | 0.50471 | 0.50471 | 0.50471 | 6.9607 | 0 | 1.1102e-16 | 0 | 0.035131 | 0.53127 | 0.50471 | 0 | 0 | 0.42918 | 6.0061 | 0 | 0.49614 | -0.49614 | 21.7266 | 94.3879 | 0 | 1.003 | 1.003 | 0.1195 | 1.003 | 0 | 0.55518 | 0.028105 | 0 | 6.0413
2025-07-01 19:00 | 0 | 0 | 122.6551 | 90 | 0 | 0 | 0.72261 | 0.72261 | 0.72261 | 0 | 0 | 0 | 0 | 0 | 0.76064 | 0.72261 | 0 | 0 | 0.86367 | 6.0061 | 0 | 0.76064 | -0.76064 | 20.8762 | 90.6934 | 0 | 1.436 | 1.436 | 0.17108 | 1.436 | 0 | 0.79487 | 0 | 0 | 6.0061
2025-07-01 20:00 | 0 | 0 | 132.1947 | 90 | 0 | 0 | 0.60394 | 0.60394 | 0.60394 | 0 | 0 | 1.1102e-16 | 0 | 0 | 0.63573 | 0.60394 | 0 | 0 | 1.4647 | 6.0061 | 0 | 0.63573 | -0.63573 | 20.1654 | 87.6055 | 0 | 1.2002 | 1.2002 | 0.14299 | 1.2002 | 0 | 0.66434 | 0 | 0 | 6.0061
2025-07-01 21:00 | 0 | 0 | 143.8015 | 90 | 0 | 0 | 0.7407 | 0.7407 | 0.7407 | 0 | 0 | 0 | 0 | 0 | 0.77968 | 0.7407 | 0 | 0 | 1.882 | 6.0061 | 0 | 0.77968 | -0.77968 | 19.2937 | 83.8185 | 0 | 1.472 | 1.472 | 0.17537 | 1.472 | 0 | 0.81477 | 0 | 0 | 6.0061
2025-07-01 22:00 | 0 | 0 | 157.8262 | 90 | 0 | 0 | 0.71709 | 0.71709 | 0.71709 | 0 | 0 | 0 | 0 | 0 | 0.75483 | 0.71709 | 0 | 0 | 2.4163 | 6.0061 | 0 | 0.75483 | -0.75483 | 18.4498 | 80.1522 | 0 | 1.4251 | 1.4251 | 0.16978 | 1.4251 | 0 | 0.7888 | 0 | 0 | 6.0061
2025-07-01 23:00 | 0 | 0 | 173.9236 | 90 | 0 | 0 | 0.65343 | 0.65343 | 0.65343 | 0 | 0 | 1.1102e-16 | 0 | 0 | 0.68782 | 0.65343 | 0 | 0 | 2.9008 | 6.0061 | 0 | 0.68782 | -0.68782 | 17.6807 | 76.8114 | 0 | 1.2986 | 1.2986 | 0.15471 | 1.2986 | 0 | 0.71877 | 0 | 0 | 6.0061
2025-07-02 | 0 | 0 | -169.3448 | 90 | 0 | 0 | 0.32121 | 0.32121 | 0.32121 | 0 | 0 | 5.5511e-17 | 0 | 0 | 0.33812 | 0.32121 | 0 | 0 | 3.317 | 6.0061 | 0 | 0.33812 | -0.33812 | 17.3027 | 75.1691 | 0 | 0.63878 | 0.63878 | 0.076102 | 0.63878 | 0 | 0.35334 | 0 | 0 | 6.0061
2025-07-02 01:00 | 0 | 0 | -153.7041 | 90 | 0 | 0 | 0.27297 | 0.27297 | 0.27297 | 0 | 0 | 5.5511e-17 | 0 | 0 | 0.28734 | 0.27297 | 0 | 0 | 3.4263 | 6.0061 | 0 | 0.28734 | -0.28734 | 16.9815 | 73.7734 | 0 | 0.54284 | 0.54284 | 0.064672 | 0.54284 | 0 | 0.30027 | 0 | 0 | 6.0061
2025-07-02 02:00 | 0 | 0 | -140.3387 | 90 | 0 | 0 | 0.37732 | 0.37732 | 0.37732 | 0 | 0 | 5.5511e-17 | 0 | 0 | 0.39718 | 0.37732 | 0 | 0 | 3.5469 | 6.0061 | 0 | 0.39718 | -0.39718 | 16.5374 | 71.8443 | 0 | 0.75036 | 0.75036 | 0.089395 | 0.75036 | 0 | 0.41505 | 0 | 0 | 6.0061
2025-07-02 03:00 | 0 | 0 | -129.344 | 90 | 0 | 0 | 0.29368 | 0.29368 | 0.29368 | 0 | 0 | 5.5511e-17 | 0 | 0 | 0.30913 | 0.29368 | 0 | 0 | 3.7989 | 6.0061 | 0 | 0.30913 | -0.30913 | 16.1918 | 70.3428 | 0 | 0.58402 | 0.58402 | 0.069578 | 0.58402 | 0 | 0.32304 | 0 | 0 | 6.0061
2025-07-02 04:00 | 0.001221 | 0 | -120.2722 | 90 | 0 | 0 | 0.29536 | 0.29536 | 0.29536 | 0 | 0 | 5.5511e-17 | 0 | 0 | 0.31091 | 0.29536 | 0 | 0 | 3.9692 | 6.0061 | 0 | 0.31091 | -0.31091 | 15.8442 | 68.8327 | 0 | 0.58737 | 0.58737 | 0.069977 | 0.58737 | 0 | 0.3249 | 0 | 0 | 6.0061
2025-07-02 05:00 | 0.084901 | 7.5356 | -112.5604 | 95.0261 | 0.047058 | 0.14965 | 0.3068 | 0.3068 | 0.3068 | 48.7793 | 0 | 5.5511e-17 | 0 | 0.14965 | 0.32295 | 0.3068 | 0 | 0 | 4.1536 | 5.9362 | 0 | 0.17329 | -0.17329 | 15.6504 | 67.991 | 0 | 0.61011 | 0.61011 | 0.072687 | 0.61011 | 0 | 0.33748 | 0.11972 | 0 | 6.0858
2025-07-02 06:00 | 0.25373 | 19.603 | -105.6814 | 81.2384 | 0.16294 | 0.51817 | 0.45411 | 0.45411 | 0.45411 | 114.1077 | 0 | 0 | 0 | 0.51817 | 0.47801 | 0.45411 | 0 | 0 | 4.2197 | 5.7629 | 0.040164 | 0 | 0.040164 | 15.6864 | 68.147 | 0 | 0.90306 | 0.90306 | 0.10759 | 0.90306 | 0 | 0.49952 | 0.41454 | 0 | 6.281
2025-07-02 07:00 | 0.52992 | 32.0742 | -99.1221 | 67.55 | 0.39697 | 1.2624 | 0.36511 | 0.36511 | 0.36511 | 345.7633 | 0 | 0 | 0 | 1.2624 | 0.38433 | 0.36511 | 0 | 0 | 4.1251 | 5.795 | 0.87809 | 0 | 0.87809 | 16.4717 | 71.559 | 0 | 0.72608 | 0.72608 | 0.086502 | 0.72608 | 0 | 0.40162 | 1.0099 | 0 | 7.0574
2025-07-02 08:00 | 0.59108 | 44.7783 | -92.236 | 54.1685 | 0.51403 | 1.6347 | 0.33763 | 0.33763 | 0.33763 | 484.1673 | 0 | 0 | 0 | 1.6347 | 0.3554 | 0.33763 | 0 | 0 | 3.4711 | 6.0061 | 1.2793 | 0 | 1.2793 | 17.616 | 76.53 | 0 | 0.67142 | 0.67142 | 0.079991 | 0.67142 | 0 | 0.37139 | 1.3078 | 0 | 7.6408
2025-07-02 09:00 | 0.68858 | 57.5367 | -83.7918 | 41.4931 | 0.63066 | 2.0056 | 0.30984 | 0.30984 | 0.30984 | 647.3083 | 0 | 0 | 0 | 2.0056 | 0.32615 | 0.30984 | 0 | 0 | 2.6512 | 6.0061 | 1.6795 | 0 | 1.6795 | 19.1181 | 83.0559 | 0 | 0.61616 | 0.61616 | 0.073407 | 0.61616 | 0 | 0.34082 | 1.6045 | 0 | 8.0118
2025-07-02 10:00 | 0.81904 | 69.9891 | -69.9999 | 30.5009 | 0.76668 | 2.4382 | 0.29701 | 0.29701 | 0.29701 | 820.8995 | 0.47859 | 0 | 0 | 2.4382 | 0.31264 | 0.29701 | 0 | 0 | 1.6469 | 6.0061 | 1.6469 | 0 | 1.6469 | 20.5912 | 89.4554 | 0 | 0.59065 | 0.59065 | 0.070368 | 0.59065 | 0 | 0.32671 | 1.9505 | 0 | 8.4443
2025-07-02 11:00 | 0.80066 | 80.2336 | -31.0906 | 23.725 | 0.75809 | 2.4108 | 0.27736 | 0.27736 | 0.27736 | 869.2142 | 1.3585 | 0 | 0 | 2.4108 | 0.29196 | 0.27736 | 0 | 0 | 0.76043 | 6.0061 | 0.76043 | 0 | 0.76043 | 21.2714 | 92.4102 | 0 | 0.55157 | 0.55157 | 0.065712 | 0.55157 | 0 | 0.3051 | 1.9287 | 0 | 8.417
2025-07-02 12:00 | 0.94629 | 78.0277 | 47.254 | 24.9108 | 0.89262 | 2.8387 | 0.70159 | 0.70159 | 0.70159 | 404.6097 | 1.5528 | 0 | 0 | 2.8387 | 0.73851 | 0.70159 | 0 | 0 | 0.54734 | 6.0061 | 0.54734 | 0 | 0.54734 | 21.7609 | 94.537 | 0 | 1.3943 | 1.3943 | 0.16611 | 1.3943 | 0 | 0.77175 | 2.271 | 0 | 8.8448
2025-07-02 13:00 | 0.79891 | 66.6852 | 74.7736 | 33.2138 | 0.74393 | 2.3658 | 0.80127 | 0.80127 | 0.80127 | 295.2582 | 1.1284 | 0 | 0 | 2.3658 | 0.84344 | 0.80127 | 0 | 0 | 0.39397 | 6.0061 | 0.39397 | 0 | 0.39397 | 22.1133 | 96.0679 | 0 | 1.5924 | 1.5924 | 0.18971 | 1.5924 | 0 | 0.8814 | 1.8927 | 0 | 8.372
2025-07-02 14:00 | 0.64954 | 54.0841 | 86.3624 | 44.8233 | 0.59001 | 1.8763 | 0.5378 | 0.5378 | 0.5378 | 348.8922 | 1.0267 | 0 | 0 | 1.8763 | 0.56611 | 0.5378 | 0 | 0 | 0.28357 | 6.0061 | 0.28357 | 0 | 0.28357 | 22.3669 | 97.1697 | 0 | 1.0688 | 1.0688 | 0.12733 | 1.0688 | 0 | 0.59158 | 1.5011 | 0 | 7.8825
2025-07-02 15:00 | 0.46126 | 41.3184 | 94.1873 | 57.7511 | 0.40772 | 1.2966 | 0.63229 | 0.63229 | 0.63229 | 205.0682 | 0.42695 | 0 | 0 | 1.2966 | 0.66557 | 0.63229 | 0 | 0 | 0.20411 | 6.0061 | 0.20411 | 0 | 0.20411 | 22.5495 | 97.9628 | 0 | 1.2566 | 1.2566 | 0.1497 | 1.2566 | 0 | 0.69552 | 1.0373 | 0 | 7.3028
2025-07-02 16:00 | 0.32722 | 28.6615 | 100.9017 | 71.2434 | 0.26814 | 0.85272 | 0.66469 | 0.66469 | 0.66469 | 128.2885 | 0.0061338 | 0 | 0 | 0.85272 | 0.69967 | 0.66469 | 0 | 0 | 0.14691 | 6.0061 | 0.14691 | 0 | 0.14691 | 22.6809 | 98.5337 | 0 | 1.3209 | 1.3209 | 0.15737 | 1.3209 | 0 | 0.73116 | 0.68217 | 0 | 6.8589
2025-07-02 17:00 | 0.16401 | 16.2817 | 107.4937 | 84.9754 | 0.12431 | 0.39532 | 0.70114 | 0.70114 | 0.70114 | 56.3826 | 0 | 0 | 0 | 0.39532 | 0.73804 | 0.70114 | 0 | 0 | 0.10574 | 6.0061 | 0 | 0.34272 | -0.34272 | 22.2977 | 96.8691 | 0 | 1.3934 | 1.3934 | 0.166 | 1.3934 | 0 | 0.77125 | 0.31625 | 0 | 6.4015
2025-07-02 18:00 | 0.042377 | 4.3588 | 114.5488 | 98.7631 | 0.030761 | 0.097827 | 0.48736 | 0.48736 | 0.48736 | 20.0729 | 0 | 5.5511e-17 | 0 | 0.097827 | 0.51301 | 0.48736 | 0 | 0 | 0.4594 | 6.0061 | 0 | 0.41518 | -0.41518 | 21.8335 | 94.8525 | 0 | 0.96853 | 0.96853 | 0.11539 | 0.96853 | 0 | 0.53609 | 0.078261 | 0 | 6.104
2025-07-02 19:00 | 0 | 0 | 122.5753 | 90 | 0 | 0 | 0.59335 | 0.59335 | 0.59335 | 0 | 0 | 0 | 0 | 0 | 0.62458 | 0.59335 | 0 | 0 | 0.79912 | 6.0061 | 0 | 0.62458 | -0.62458 | 21.1352 | 91.8188 | 0 | 1.1792 | 1.1792 | 0.14048 | 1.1792 | 0 | 0.65269 | 0 | 0 | 6.0061
2025-07-02 20:00 | 0 | 0 | 132.1131 | 90 | 0 | 0 | 0.69031 | 0.69031 | 0.69031 | 0 | 0 | 1.1102e-16 | 0 | 0 | 0.72665 | 0.69031 | 0 | 0 | 1.281 | 6.0061 | 0 | 0.72665 | -0.72665 | 20.3228 | 88.2894 | 0 | 1.3719 | 1.3719 | 0.16344 | 1.3719 | 0 | 0.75934 | 0 | 0 | 6.0061
2025-07-02 21:00 | 0 | 0 | 143.7192 | 90 | 0 | 0 | 0.54652 | 0.54652 | 0.54652 | 0 | 0 | 1.1102e-16 | 0 | 0 | 0.57528 | 0.54652 | 0 | 0 | 1.802 | 6.0061 | 0 | 0.57528 | -0.57528 | 19.6796 | 85.4952 | 0 | 1.0861 | 1.0861 | 0.12939 | 1.0861 | 0 | 0.60117 | 0 | 0 | 6.0061
2025-07-02 22:00 | 0 | 0 | 157.7482 | 90 | 0 | 0 | 0.74333 | 0.74333 | 0.74333 | 0 | 0 | 1.1102e-16 | 0 | 0 | 0.78245 | 0.74333 | 0 | 0 | 2.1487 | 6.0061 | 0 | 0.78245 | -0.78245 | 18.8048 | 81.6947 | 0 | 1.4772 | 1.4772 | 0.17599 | 1.4772 | 0 | 0.81766 | 0 | 0 | 6.0061
2025-07-02 23:00 | 0 | 0 | 173.859 | 90 | 0 | 0 | 0.68085 | 0.68085 | 0.68085 | 0 | 0 | 0 | 0 | 0 | 0.71668 | 0.68085 | 0 | 0 | 2.6876 | 6.0061 | 0 | 0.71668 | -0.71668 | 18.0035 | 78.2137 | 0 | 1.3531 | 1.3531 | 0.1612 | 1.3531 | 0 | 0.74893 | 0 | 0 | 6.0061
2025-07-03 | 0 | 0 | -169.3851 | 90 | 0 | 0 | 0.26149 | 0.26149 | 0.26149 | 0 | 0 | 0 | 0 | 0 | 0.27525 | 0.26149 | 0 | 0 | 3.1384 | 6.0061 | 0 | 0.27525 | -0.27525 | 17.6958 | 76.8768 | 0 | 0.52 | 0.52 | 0.061951 | 0.52 | 0 | 0.28763 | 0 | 0 | 6.0061
2025-07-03 01:00 | 0 | 0 | -153.7191 | 90 | 0 | 0 | 0.3979 | 0.3979 | 0.3979 | 0 | 0 | 0 | 0 | 0 | 0.41885 | 0.3979 | 0 | 0 | 3.1906 | 6.0061 | 0 | 0.41885 | -0.41885 | 17.2275 | 74.8424 | 0 | 0.79129 | 0.79129 | 0.094271 | 0.79129 | 0 | 0.43769 | 0 | 0 | 6.0061
2025-07-03 02:00 | 0 | 0 | -140.3335 | 90 | 0 | 0 | 0.29087 | 0.29087 | 0.29087 | 0 | 0 | 0 | 0 | 0 | 0.30618 | 0.29087 | 0 | 0 | 3.4387 | 6.0061 | 0 | 0.30618 | -0.30618 | 16.8852 | 73.3552 | 0 | 0.57843 | 0.57843 | 0.068912 | 0.57843 | 0 | 0.31995 | 0 | 0 | 6.0061
2025-07-03 03:00 | 0 | 0 | -129.3247 | 90 | 0 | 0 | 0.3659 | 0.3659 | 0.3659 | 0 | 0 | 5.5511e-17 | 0 | 0 | 0.38516 | 0.3659 | 0 | 0 | 3.5928 | 6.0061 | 0 | 0.38516 | -0.38516 | 16.4546 | 71.4845 | 0 | 0.72765 | 0.72765 | 0.086689 | 0.72765 | 0 | 0.40249 | 0 | 0 | 6.0061
2025-07-03 04:00 | 0.00058329 | 0 | -120.2431 | 90 | 0 | 0 | 0.39967 | 0.39967 | 0.39967 | 0 | 0 | 5.5511e-17 | 0 | 0 | 0.4207 | 0.39967 | 0 | 0 | 3.8383 | 6.0061 | 0 | 0.4207 | -0.4207 | 15.9842 | 69.4411 | 0 | 0.7948 | 0.7948 | 0.09469 | 0.7948 | 0 | 0.43964 | 0 | 0 | 6.0061
2025-07-03 05:00 | 0.071587 | 7.4596 | -112.5233 | 95.0747 | 0.051341 | 0.16327 | 0.35862 | 0.35862 | 0.35862 | 45.5289 | 0 | 5.5511e-17 | 0 | 0.16327 | 0.37749 | 0.35862 | 0 | 0 | 4.1125 | 6.0061 | 0 | 0.21422 | -0.21422 | 15.7447 | 68.4006 | 0 | 0.71316 | 0.71316 | 0.084963 | 0.71316 | 0 | 0.39448 | 0.13062 | 0 | 6.1694
2025-07-03 06:00 | 0.1255 | 19.5299 | -105.6365 | 81.2796 | 0.11539 | 0.36695 | 0.4081 | 0.4081 | 0.4081 | 89.9189 | 0 | 0 | 0 | 0.36695 | 0.42957 | 0.4081 | 0 | 0 | 4.1946 | 5.8472 | 0 | 0.062619 | -0.062619 | 15.6747 | 68.0964 | 0 | 0.81156 | 0.81156 | 0.096686 | 0.81156 | 0 | 0.44891 | 0.29356 | 0 | 6.2141
2025-07-03 07:00 | 0.15548 | 32.0034 | -99.0677 | 67.5829 | 0.14589 | 0.46394 | 0.43524 | 0.43524 | 0.43524 | 106.594 | 0 | 0 | 0 | 0.46394 | 0.45815 | 0.43524 | 0 | 0 | 4.1695 | 5.7846 | 0.0057924 | 0 | 0.0057924 | 15.6799 | 68.1189 | 0 | 0.86554 | 0.86554 | 0.10312 | 0.86554 | 0 | 0.47877 | 0.37115 | 0 | 6.2485
2025-07-03 08:00 | 0.54591 | 44.7089 | -92.1683 | 54.1905 | 0.48101 | 1.5297 | 0.3881 | 0.3881 | 0.3881 | 394.1457 | 0 | 0 | 0 | 1.5297 | 0.40853 | 0.3881 | 0 | 0 | 4.1202 | 5.7892 | 1.1212 | 0 | 1.1212 | 16.6827 | 72.4754 | 0 | 0.7718 | 0.7718 | 0.091949 | 0.7718 | 0 | 0.42691 | 1.2237 | 0 | 7.3189
2025-07-03 09:00 | 0.57686 | 57.4667 | -83.7039 | 41.4993 | 0.53521 | 1.7021 | 0.45658 | 0.45658 | 0.45658 | 372.7815 | 0 | 0 | 0 | 1.7021 | 0.48061 | 0.45658 | 0 | 0 | 3.2966 | 6.0061 | 1.2214 | 0 | 1.2214 | 17.7752 | 77.2216 | 0 | 0.90798 | 0.90798 | 0.10817 | 0.90798 | 0 | 0.50224 | 1.3616 | 0 | 7.7082
2025-07-03 10:00 | 0.7106 | 69.9142 | -69.8863 | 30.4814 | 0.66813 | 2.1248 | 0.50206 | 0.50206 | 0.50206 | 423.2084 | 0 | 0 | 0 | 2.1248 | 0.52849 | 0.50206 | 0 | 0 | 2.5503 | 6.0061 | 1.5963 | 0 | 1.5963 | 19.2029 | 83.4243 | 0 | 0.99843 | 0.99843 | 0.11895 | 0.99843 | 0 | 0.55227 | 1.6998 | 0 | 8.1309
2025-07-03 11:00 | 0.88659 | 80.1493 | -31.1288 | 23.6671 | 0.83889 | 2.6678 | 0.38632 | 0.38632 | 0.38632 | 690.5688 | 0.64854 | 0 | 0 | 2.6678 | 0.40665 | 0.38632 | 0 | 0 | 1.6126 | 6.0061 | 1.6126 | 0 | 1.6126 | 20.6453 | 89.6904 | 0 | 0.76825 | 0.76825 | 0.091527 | 0.76825 | 0 | 0.42495 | 2.1342 | 0 | 8.674
2025-07-03 12:00 | 0.77464 | 78.0068 | 46.8598 | 24.8276 | 0.73305 | 2.3312 | 0.73409 | 0.73409 | 0.73409 | 317.5697 | 0.81503 | 0 | 0 | 2.3312 | 0.77272 | 0.73409 | 0 | 0 | 0.74349 | 6.0061 | 0.74349 | 0 | 0.74349 | 21.3103 | 92.5794 | 0 | 1.4589 | 1.4589 | 0.1738 | 1.4589 | 0 | 0.80749 | 1.865 | 0 | 8.3374
2025-07-03 13:00 | 0.73706 | 66.6944 | 74.5614 | 33.1328 | 0.68877 | 2.1904 | 0.81977 | 0.81977 | 0.81977 | 267.1992 | 0.79235 | 0 | 0 | 2.1904 | 0.86291 | 0.81977 | 0 | 0 | 0.53515 | 6.0061 | 0.53515 | 0 | 0.53515 | 21.7889 | 94.6588 | 0 | 1.6291 | 1.6291 | 0.19409 | 1.6291 | 0 | 0.90174 | 1.7523 | 0 | 8.1966
2025-07-03 14:00 | 0.76514 | 54.0994 | 86.2208 | 44.7513 | 0.6871 | 2.1851 | 0.50997 | 0.50997 | 0.50997 | 428.4767 | 1.2631 | 0 | 0 | 2.1851 | 0.53681 | 0.50997 | 0 | 0 | 0.38519 | 6.0061 | 0.38519 | 0 | 0.38519 | 22.1335 | 96.1555 | 0 | 1.0135 | 1.0135 | 0.12074 | 1.0135 | 0 | 0.56097 | 1.7481 | 0 | 8.1913
2025-07-03 15:00 | 0.5215 | 41.3336 | 94.0767 | 57.6877 | 0.44997 | 1.431 | 0.80238 | 0.80238 | 0.80238 | 178.3421 | 0.30912 | 0 | 0 | 1.431 | 0.84461 | 0.80238 | 0 | 0 | 0.27725 | 6.0061 | 0.27725 | 0 | 0.27725 | 22.3814 | 97.2328 | 0 | 1.5946 | 1.5946 | 0.18997 | 1.5946 | 0 | 0.88262 | 1.1448 | 0 | 7.4371
2025-07-03 16:00 | 0.39376 | 28.6738 | 100.8064 | 71.1876 | 0.29629 | 0.94224 | 1.1078 | 1.1078 | 1.1078 | 85.052 | 0 | 0 | 0 | 0.94224 | 1.1662 | 1.1078 | 0 | 0 | 0.19956 | 6.0061 | 0 | 0.22391 | -0.22391 | 22.1311 | 96.1453 | 0 | 2.2016 | 2.2016 | 0.26229 | 2.2016 | 0 | 1.2186 | 0.75379 | 0 | 6.9484
2025-07-03 17:00 | 0.26001 | 16.2891 | 107.406 | 84.9267 | 0.10423 | 0.33146 | 0.76358 | 0.76358 | 0.76358 | 43.4082 | 0 | 1.1102e-16 | 0 | 0.33146 | 0.80377 | 0.76358 | 0 | 0 | 0.48768 | 6.0061 | 0 | 0.47231 | -0.47231 | 21.603 | 93.8512 | 0 | 1.5175 | 1.5175 | 0.18079 | 1.5175 | 0 | 0.83994 | 0.26516 | 0 | 6.3376
2025-07-03 18:00 | 0.033269 | 4.3594 | 114.4641 | 98.7218 | 0.028658 | 0.091138 | 0.73165 | 0.73165 | 0.73165 | 12.4565 | 0 | 0 | 0 | 0.091138 | 0.77016 | 0.73165 | 0 | 0 | 0.91493 | 6.0061 | 0 | 0.67902 | -0.67902 | 20.8439 | 90.5531 | 0 | 1.454 | 1.454 | 0.17323 | 1.454 | 0 | 0.80482 | 0.072911 | 0 | 6.0973
2025-07-03 19:00 | 0 | 0 | 122.4906 | 90 | 0 | 0 | 0.74613 | 0.74613 | 0.74613 | 0 | 0 | 1.1102e-16 | 0 | 0 | 0.7854 | 0.74613 | 0 | 0 | 1.4526 | 6.0061 | 0 | 0.7854 | -0.7854 | 19.9658 | 86.7383 | 0 | 1.4828 | 1.4828 | 0.17665 | 1.4828 | 0 | 0.82075 | 0 | 0 | 6.0061
2025-07-03 20:00 | 0 | 0 | 132.0272 | 90 | 0 | 0 | 0.61113 | 0.61113 | 0.61113 | 0 | 0 | 1.1102e-16 | 0 | 0 | 0.64329 | 0.61113 | 0 | 0 | 2.0211 | 6.0061 | 0 | 0.64329 | -0.64329 | 19.2465 | 83.6137 | 0 | 1.2145 | 1.2145 | 0.14469 | 1.2145 | 0 | 0.67224 | 0 | 0 | 6.0061
2025-07-03 21:00 | 0 | 0 | 143.6335 | 90 | 0 | 0 | 1.0487 | 1.0487 | 1.0487 | 0 | 0 | 2.2204e-16 | 0 | 0 | 1.1039 | 1.0487 | 0 | 0 | 2.4173 | 6.0061 | 0 | 1.1039 | -1.1039 | 18.0124 | 78.252 | 0 | 2.0841 | 2.0841 | 0.24829 | 2.0841 | 0 | 1.1536 | 0 | 0 | 6.0061
2025-07-03 22:00 | 0 | 0 | 157.6681 | 90 | 0 | 0 | 0.68509 | 0.68509 | 0.68509 | 0 | 0 | 1.1102e-16 | 0 | 0 | 0.72115 | 0.68509 | 0 | 0 | 3.2291 | 6.0061 | 0 | 0.72115 | -0.72115 | 17.2061 | 74.7493 | 0 | 1.3615 | 1.3615 | 0.1622 | 1.3615 | 0 | 0.7536 | 0 | 0 | 6.0061
2025-07-03 23:00 | 0 | 0 | 173.7945 | 90 | 0 | 0 | 0.89684 | 0.89684 | 0.89684 | 0 | 0 | 1.1102e-16 | 0 | 0 | 0.94404 | 0.89684 | 0 | 0 | 3.6275 | 6.0061 | 0 | 0.94404 | -0.94404 | 16.1506 | 70.164 | 0 | 1.7823 | 1.7823 | 0.21234 | 1.7823 | 0 | 0.98652 | 0 | 0 | 6.0061
2025-07-04 | 0 | 0 | -169.4231 | 90 | 0 | 0 | 0.47228 | 0.47228 | 0.47228 | 0 | 0 | 5.5511e-17 | 0 | 0 | 0.49714 | 0.47228 | 0 | 0 | 4.2543 | 6.0061 | 0 | 0.49714 | -0.49714 | 15.5948 | 67.7493 | 0 | 0.93921 | 0.93921 | 0.11189 | 0.93921 | 0 | 0.51951 | 0 | 0 | 6.0061
2025-07-04 01:00 | 0 | 0 | -153.73 | 90 | 0 | 0 | 0.32339 | 0.32339 | 0.32339 | 0 | 0 | 5.5511e-17 | 0 | 0 | 0.34041 | 0.32339 | 0 | 0 | 4.4582 | 5.7131 | 0 | 0.34041 | -0.34041 | 15.2142 | 66.0959 | 0 | 0.64312 | 0.64312 | 0.076618 | 0.64312 | 0 | 0.35573 | 0 | 0 | 5.7131
2025-07-04 02:00 | 0 | 0 | -140.3231 | 90 | 0 | 0 | 0.35038 | 0.35038 | 0.35038 | 0 | 0 | 5.5511e-17 | 0 | 0 | 0.36882 | 0.35038 | 0 | 0 | 4.581 | 5.3727 | 0 | 0.36882 | -0.36882 | 14.8019 | 64.3045 | 0 | 0.69677 | 0.69677 | 0.083011 | 0.69677 | 0 | 0.38541 | 0 | 0 | 5.3727
2025-07-04 03:00 | 0 | 0 | -129.2998 | 90 | 0 | 0 | 0.43813 | 0.43813 | 0.43813 | 0 | 0 | 5.5511e-17 | 0 | 0 | 0.46119 | 0.43813 | 0 | 0 | 4.7794 | 5.0039 | 0 | 0.46119 | -0.46119 | 14.2862 | 62.0645 | 0 | 0.87128 | 0.87128 | 0.1038 | 0.87128 | 0 | 0.48194 | 0 | 0 | 5.0039
2025-07-04 04:00 | 0.00088784 | 0 | -120.208 | 90 | 0 | 0 | 0.36466 | 0.36466 | 0.36466 | 0 | 0 | 0 | 0 | 0 | 0.38385 | 0.36466 | 0 | 0 | 5.0782 | 4.5427 | 0 | 0.38385 | -0.38385 | 13.8571 | 60.2 | 0 | 0.72517 | 0.72517 | 0.086394 | 0.72517 | 0 | 0.40112 | 0 | 0 | 4.5427
2025-07-04 05:00 | 0.067701 | 7.3807 | -112.48 | 95.1228 | 0.050948 | 0.16202 | 0.44492 | 0.44492 | 0.44492 | 36.4161 | 0 | 0 | 0 | 0.16202 | 0.46834 | 0.44492 | 0 | 0 | 5.143 | 4.1588 | 0 | 0.30632 | -0.30632 | 13.5146 | 58.7122 | 0 | 0.88479 | 0.88479 | 0.10541 | 0.88479 | 0 | 0.48941 | 0.12962 | 0 | 4.3209
2025-07-04 06:00 | 0.2025 | 19.4544 | -105.5847 | 81.3196 | 0.15817 | 0.50301 | 0.37902 | 0.37902 | 0.37902 | 132.715 | 0 | 0 | 0 | 0.50301 | 0.39897 | 0.37902 | 0 | 0 | 5.143 | 3.8525 | 0.10405 | 0 | 0.10405 | 13.6077 | 59.1165 | 0 | 0.75373 | 0.75373 | 0.089797 | 0.75373 | 0 | 0.41692 | 0.40241 | 0 | 4.3555
2025-07-04 07:00 | 0.38616 | 31.9306 | -99.0056 | 67.6137 | 0.31814 | 1.0117 | 0.33338 | 0.33338 | 0.33338 | 303.4799 | 0 | 0 | 0 | 1.0117 | 0.35093 | 0.33338 | 0 | 0 | 5.143 | 3.9358 | 0.66082 | 0 | 0.66082 | 14.1987 | 61.6843 | 0 | 0.66298 | 0.66298 | 0.078984 | 0.66298 | 0 | 0.36672 | 0.80939 | 0 | 4.9475
2025-07-04 08:00 | 0.5015 | 44.6376 | -92.0914 | 54.2096 | 0.44821 | 1.4254 | 0.42838 | 0.42838 | 0.42838 | 332.7359 | 0 | 0 | 0 | 1.4254 | 0.45093 | 0.42838 | 0 | 0 | 4.7888 | 4.4644 | 0.97445 | 0 | 0.97445 | 15.0703 | 65.4707 | 0 | 0.8519 | 0.8519 | 0.10149 | 0.8519 | 0 | 0.47122 | 1.1403 | 0 | 5.8898
2025-07-04 09:00 | 0.79355 | 57.3947 | -83.6041 | 41.5016 | 0.72153 | 2.2946 | 0.46994 | 0.46994 | 0.46994 | 488.2684 | 0 | 0 | 0 | 2.2946 | 0.49467 | 0.46994 | 0 | 0 | 4.1584 | 5.244 | 1.7999 | 0 | 1.7999 | 16.6802 | 72.4646 | 0 | 0.93455 | 0.93455 | 0.11134 | 0.93455 | 0 | 0.51694 | 1.8357 | 0 | 7.5385
2025-07-04 10:00 | 1.035 | 69.8365 | -69.7552 | 30.4565 | 0.96705 | 3.0754 | 0.3444 | 0.3444 | 0.3444 | 892.9596 | 0 | 0 | 0 | 3.0754 | 0.36253 | 0.3444 | 0 | 0 | 3.0172 | 6.0061 | 2.7129 | 0 | 2.7129 | 19.1066 | 83.0059 | 0 | 0.6849 | 0.6849 | 0.081596 | 0.6849 | 0 | 0.37884 | 2.4603 | 0 | 9.0815
2025-07-04 11:00 | 0.87456 | 80.0595 | -31.143 | 23.6026 | 0.82815 | 2.6337 | 0.48162 | 0.48162 | 0.48162 | 546.8362 | 0.76804 | 0 | 0 | 2.6337 | 0.50697 | 0.48162 | 0 | 0 | 1.3587 | 6.0061 | 1.3587 | 0 | 1.3587 | 20.3219 | 88.2853 | 0 | 0.95777 | 0.95777 | 0.11411 | 0.95777 | 0 | 0.52978 | 2.1069 | 0 | 8.6398
2025-07-04 12:00 | 0.77072 | 77.9797 | 46.4481 | 24.7385 | 0.7298 | 2.3209 | 0.63685 | 0.63685 | 0.63685 | 364.4329 | 0.8057 | 0 | 0 | 2.3209 | 0.67036 | 0.63685 | 0 | 0 | 0.84482 | 6.0061 | 0.84482 | 0 | 0.84482 | 21.0775 | 91.568 | 0 | 1.2656 | 1.2656 | 0.15078 | 1.2656 | 0 | 0.70053 | 1.8567 | 0 | 8.327
2025-07-04 13:00 | 0.9428 | 66.6994 | 74.3347 | 33.0479 | 0.87614 | 2.7863 | 0.66138 | 0.66138 | 0.66138 | 421.2821 | 1.482 | 0 | 0 | 2.7863 | 0.69619 | 0.66138 | 0 | 0 | 0.60808 | 6.0061 | 0.60808 | 0 | 0.60808 | 21.6214 | 93.9308 | 0 | 1.3144 | 1.3144 | 0.15659 | 1.3144 | 0 | 0.72751 | 2.229 | 0 | 8.7924
2025-07-04 14:00 | 0.81137 | 54.1113 | 86.0689 | 44.6773 | 0.7277 | 2.3142 | 0.63736 | 0.63736 | 0.63736 | 363.0885 | 1.2056 | 0 | 0 | 2.3142 | 0.67091 | 0.63736 | 0 | 0 | 0.43768 | 6.0061 | 0.43768 | 0 | 0.43768 | 22.0129 | 95.6315 | 0 | 1.2666 | 1.2666 | 0.1509 | 1.2666 | 0 | 0.7011 | 1.8514 | 0 | 8.3203
2025-07-04 15:00 | 0.59897 | 41.3454 | 93.958 | 57.6233 | 0.50475 | 1.6052 | 0.64295 | 0.64295 | 0.64295 | 249.6592 | 0.61336 | 0 | 0 | 1.6052 | 0.67679 | 0.64295 | 0 | 0 | 0.31504 | 6.0061 | 0.31504 | 0 | 0.31504 | 22.2946 | 96.8557 | 0 | 1.2777 | 1.2777 | 0.15223 | 1.2777 | 0 | 0.70725 | 1.2842 | 0 | 7.6113
2025-07-04 16:00 | 0.42949 | 28.6825 | 100.7045 | 71.1317 | 0.31233 | 0.99328 | 1.0465 | 1.0465 | 1.0465 | 94.9179 | 0 | 0 | 0 | 0.99328 | 1.1015 | 1.0465 | 0 | 0 | 0.22676 | 6.0061 | 0 | 0.10826 | -0.10826 | 22.1736 | 96.3298 | 0 | 2.0796 | 2.0796 | 0.24776 | 2.0796 | 0 | 1.1511 | 0.79462 | 0 | 6.9994
2025-07-04 17:00 | 0.24513 | 16.2925 | 107.3125 | 84.8787 | 0.10753 | 0.34195 | 0.73497 | 0.73497 | 0.73497 | 46.5263 | 0 | 0 | 0 | 0.34195 | 0.77365 | 0.73497 | 0 | 0 | 0.42304 | 6.0061 | 0 | 0.4317 | -0.4317 | 21.6909 | 94.233 | 0 | 1.4606 | 1.4606 | 0.17401 | 1.4606 | 0 | 0.80846 | 0.27356 | 0 | 6.3481
2025-07-04 18:00 | 0.055365 | 4.3556 | 114.3741 | 98.6819 | 0.023927 | 0.076093 | 0.76475 | 0.76475 | 0.76475 | 9.9501 | 0 | 0 | 0 | 0.076093 | 0.805 | 0.76475 | 0 | 0 | 0.83692 | 6.0061 | 0 | 0.7289 | -0.7289 | 20.876 | 90.6927 | 0 | 1.5198 | 1.5198 | 0.18106 | 1.5198 | 0 | 0.84122 | 0.060874 | 0 | 6.0822
2025-07-04 19:00 | 0 | 0 | 122.4011 | 90 | 0 | 0 | 0.78189 | 0.78189 | 0.78189 | 0 | 0 | 1.1102e-16 | 0 | 0 | 0.82304 | 0.78189 | 0 | 0 | 1.4357 | 6.0061 | 0 | 0.82304 | -0.82304 | 19.9558 | 86.695 | 0 | 1.5538 | 1.5538 | 0.18512 | 1.5538 | 0 | 0.86008 | 0 | 0 | 6.0061
2025-07-04 20:00 | 0 | 0 | 131.9371 | 90 | 0 | 0 | 0.73039 | 0.73039 | 0.73039 | 0 | 0 | 1.1102e-16 | 0 | 0 | 0.76883 | 0.73039 | 0 | 0 | 2.0374 | 6.0061 | 0 | 0.76883 | -0.76883 | 19.0962 | 82.9607 | 0 | 1.4515 | 1.4515 | 0.17293 | 1.4515 | 0 | 0.80343 | 0 | 0 | 6.0061
2025-07-04 21:00 | 0 | 0 | 143.5443 | 90 | 0 | 0 | 0.56111 | 0.56111 | 0.56111 | 0 | 0 | 0 | 0 | 0 | 0.59064 | 0.56111 | 0 | 0 | 2.5402 | 6.0061 | 0 | 0.59064 | -0.59064 | 18.4359 | 80.0919 | 0 | 1.1151 | 1.1151 | 0.13285 | 1.1151 | 0 | 0.61722 | 0 | 0 | 6.0061
2025-07-04 22:00 | 0 | 0 | 157.5861 | 90 | 0 | 0 | 0.94392 | 0.94392 | 0.94392 | 0 | 0 | 0 | 0 | 0 | 0.9936 | 0.94392 | 0 | 0 | 2.8696 | 6.0061 | 0 | 0.9936 | -0.9936 | 17.325 | 75.2658 | 0 | 1.8759 | 1.8759 | 0.22348 | 1.8759 | 0 | 1.0383 | 0 | 0 | 6.0061
2025-07-04 23:00 | 0 | 0 | 173.73 | 90 | 0 | 0 | 1.0843 | 1.0843 | 1.0843 | 0 | 0 | 0 | 0 | 0 | 1.1414 | 1.0843 | 0 | 0 | 3.582 | 6.0061 | 0 | 1.1414 | -1.1414 | 16.0489 | 69.7219 | 0 | 2.1549 | 2.1549 | 0.25673 | 2.1549 | 0 | 1.1928 | 0 | 0 | 6.0061
2025-07-05 | 0 | 0 | -169.4586 | 90 | 0 | 0 | 0.31317 | 0.31317 | 0.31317 | 0 | 0 | 0 | 0 | 0 | 0.32965 | 0.31317 | 0 | 0 | 4.3741 | 6.0061 | 0 | 0.32965 | -0.32965 | 15.6803 | 68.1207 | 0 | 0.62278 | 0.62278 | 0.074195 | 0.62278 | 0 | 0.34448 | 0 | 0 | 6.0061
2025-07-05 01:00 | 0 | 0 | -153.7366 | 90 | 0 | 0 | 0.43965 | 0.43965 | 0.43965 | 0 | 0 | 5.5511e-17 | 0 | 0 | 0.46278 | 0.43965 | 0 | 0 | 4.3923 | 5.7896 | 0 | 0.46278 | -0.46278 | 15.1629 | 65.8729 | 0 | 0.8743 | 0.8743 | 0.10416 | 0.8743 | 0 | 0.48361 | 0 | 0 | 5.7896
2025-07-05 02:00 | 0 | 0 | -140.3075 | 90 | 0 | 0 | 0.37473 | 0.37473 | 0.37473 | 0 | 0 | 5.5511e-17 | 0 | 0 | 0.39445 | 0.37473 | 0 | 0 | 4.6351 | 5.3268 | 0 | 0.39445 | -0.39445 | 14.7219 | 63.957 | 0 | 0.7452 | 0.7452 | 0.08878 | 0.7452 | 0 | 0.4122 | 0 | 0 | 5.3268
2025-07-05 03:00 | 0 | 0 | -129.2692 | 90 | 0 | 0 | 0.4567 | 0.4567 | 0.4567 | 0 | 0 | 5.5511e-17 | 0 | 0 | 0.48073 | 0.4567 | 0 | 0 | 4.8421 | 4.9323 | 0 | 0.48073 | -0.48073 | 14.1844 | 61.622 | 0 | 0.90821 | 0.90821 | 0.1082 | 0.90821 | 0 | 0.50237 | 0 | 0 | 4.9323
2025-07-05 04:00 | 0.00067559 | 0 | -120.1669 | 90 | 0 | 0 | 0.4546 | 0.4546 | 0.4546 | 0 | 0 | 5.5511e-17 | 0 | 0 | 0.47853 | 0.4546 | 0 | 0 | 5.143 | 4.4516 | 0 | 0.47853 | -0.47853 | 13.6494 | 59.2977 | 0 | 0.90404 | 0.90404 | 0.1077 | 0.90404 | 0 | 0.50006 | 0 | 0 | 4.4516
2025-07-05 05:00 | 0.047218 | 7.2991 | -112.4303 | 95.1701 | 0.042395 | 0.13482 | 0.39593 | 0.39593 | 0.39593 | 34.0518 | 0 | 0 | 0 | 0.13482 | 0.41677 | 0.39593 | 0 | 0 | 5.143 | 3.9731 | 0 | 0.28195 | -0.28195 | 13.3342 | 57.9283 | 0 | 0.78737 | 0.78737 | 0.093804 | 0.78737 | 0 | 0.43553 | 0.10786 | 0 | 4.1079
2025-07-05 06:00 | 0.16111 | 19.3767 | -105.5262 | 81.3582 | 0.14071 | 0.44749 | 0.29786 | 0.29786 | 0.29786 | 150.2359 | 0 | 0 | 0 | 0.44749 | 0.31353 | 0.29786 | 0 | 0 | 5.143 | 3.6911 | 0.13395 | 0 | 0.13395 | 13.454 | 58.4488 | 0 | 0.59233 | 0.59233 | 0.070568 | 0.59233 | 0 | 0.32764 | 0.35799 | 0 | 4.1386
2025-07-05 07:00 | 0.40115 | 31.8559 | -98.9358 | 67.6424 | 0.32572 | 1.0358 | 0.34855 | 0.34855 | 0.34855 | 297.1878 | 0 | 0 | 0 | 1.0358 | 0.36689 | 0.34855 | 0 | 0 | 5.143 | 3.7983 | 0.66894 | 0 | 0.66894 | 14.0523 | 61.0481 | 0 | 0.69313 | 0.69313 | 0.082577 | 0.69313 | 0 | 0.3834 | 0.82867 | 0 | 4.8341
2025-07-05 08:00 | 0.65597 | 44.5645 | -92.0054 | 54.2259 | 0.56378 | 1.7929 | 0.31364 | 0.31364 | 0.31364 | 571.6476 | 0 | 0 | 0 | 1.7929 | 0.33015 | 0.31364 | 0 | 0 | 4.8671 | 4.3334 | 1.4628 | 0 | 1.4628 | 15.3606 | 66.7321 | 0 | 0.62373 | 0.62373 | 0.074308 | 0.62373 | 0 | 0.34501 | 1.4343 | 0 | 6.1264
2025-07-05 09:00 | 0.77537 | 57.3208 | -83.4924 | 41.4999 | 0.70622 | 2.2459 | 0.37868 | 0.37868 | 0.37868 | 593.0818 | 0 | 0 | 0 | 2.2459 | 0.39861 | 0.37868 | 0 | 0 | 3.888 | 5.5037 | 1.8473 | 0 | 1.8473 | 17.0129 | 73.91 | 0 | 0.75307 | 0.75307 | 0.089717 | 0.75307 | 0 | 0.41655 | 1.7967 | 0 | 7.7496
2025-07-05 10:00 | 0.61079 | 69.7561 | -69.6067 | 30.4263 | 0.57657 | 1.8336 | 0.53661 | 0.53661 | 0.53661 | 341.6994 | 0 | 0 | 0 | 1.8336 | 0.56486 | 0.53661 | 0 | 0 | 2.774 | 6.0061 | 1.2687 | 0 | 1.2687 | 18.1477 | 78.84 | 0 | 1.0671 | 1.0671 | 0.12713 | 1.0671 | 0 | 0.59027 | 1.4669 | 0 | 7.8398
2025-07-05 11:00 | 0.7578 | 79.9642 | -31.1337 | 23.5314 | 0.71903 | 2.2866 | 0.30247 | 0.30247 | 0.30247 | 755.9767 | 0 | 0 | 0 | 2.2866 | 0.31839 | 0.30247 | 0 | 0 | 2.1843 | 6.0061 | 1.9682 | 0 | 1.9682 | 19.9081 | 86.488 | 0 | 0.60151 | 0.60151 | 0.071662 | 0.60151 | 0 | 0.33272 | 1.8293 | 0 | 8.2928
2025-07-05 12:00 | 0.70839 | 77.9463 | 46.0199 | 24.6434 | 0.67168 | 2.136 | 0.85797 | 0.85797 | 0.85797 | 248.9645 | 0.16398 | 0 | 0 | 2.136 | 0.90313 | 0.85797 | 0 | 0 | 1.0689 | 6.0061 | 1.0689 | 0 | 1.0689 | 20.8642 | 90.6416 | 0 | 1.7051 | 1.7051 | 0.20313 | 1.7051 | 0 | 0.94377 | 1.7088 | 0 | 8.1422
2025-07-05 13:00 | 0.60969 | 66.7002 | 74.0936 | 32.9594 | 0.57382 | 1.8249 | 0.69583 | 0.69583 | 0.69583 | 262.2563 | 0.41751 | 0 | 0 | 1.8249 | 0.73245 | 0.69583 | 0 | 0 | 0.67489 | 6.0061 | 0.67489 | 0 | 0.67489 | 21.4679 | 93.264 | 0 | 1.3828 | 1.3828 | 0.16474 | 1.3828 | 0 | 0.76541 | 1.4599 | 0 | 7.831
2025-07-05 14:00 | 0.63627 | 54.1194 | 85.9068 | 44.6011 | 0.58041 | 1.8458 | 0.71502 | 0.71502 | 0.71502 | 258.1461 | 0.60737 | 0 | 0 | 1.8458 | 0.75265 | 0.71502 | 0 | 0 | 0.48577 | 6.0061 | 0.48577 | 0 | 0.48577 | 21.9024 | 95.1516 | 0 | 1.421 | 1.421 | 0.16929 | 1.421 | 0 | 0.78652 | 1.4766 | 0 | 7.8519
2025-07-05 15:00 | 0.52514 | 41.3536 | 93.8315 | 57.5581 | 0.45348 | 1.4421 | 0.57197 | 0.57197 | 0.57197 | 252.1369 | 0.49042 | 0 | 0 | 1.4421 | 0.60207 | 0.57197 | 0 | 0 | 0.34965 | 6.0061 | 0.34965 | 0 | 0.34965 | 22.2151 | 96.5102 | 0 | 1.1367 | 1.1367 | 0.13542 | 1.1367 | 0 | 0.62916 | 1.1537 | 0 | 7.4483
2025-07-05 16:00 | 0.29148 | 28.6874 | 100.596 | 71.0758 | 0.25052 | 0.79669 | 0.64901 | 0.64901 | 0.64901 | 122.7544 | 0 | 0 | 0 | 0.79669 | 0.68317 | 0.64901 | 0 | 0 | 0.25167 | 6.0061 | 0.11352 | 0 | 0.11352 | 22.3166 | 96.9513 | 0 | 1.2898 | 1.2898 | 0.15366 | 1.2898 | 0 | 0.71391 | 0.63735 | 0 | 6.8028
2025-07-05 17:00 | 0.12586 | 16.2919 | 107.2131 | 84.8313 | 0.11055 | 0.35158 | 0.87995 | 0.87995 | 0.87995 | 39.9543 | 0 | 0 | 0 | 0.35158 | 0.92626 | 0.87995 | 0 | 0 | 0.28028 | 6.0061 | 0 | 0.57469 | -0.57469 | 21.6741 | 94.16 | 0 | 1.7487 | 1.7487 | 0.20834 | 1.7487 | 0 | 0.96795 | 0.28126 | 0 | 6.3577
2025-07-05 18:00 | 0.027725 | 4.3473 | 114.2788 | 98.6432 | 0.025066 | 0.079713 | 0.6639 | 0.6639 | 0.6639 | 12.0068 | 0 | 1.1102e-16 | 0 | 0.079713 | 0.69884 | 0.6639 | 0 | 0 | 0.85792 | 6.0061 | 0 | 0.61912 | -0.61912 | 20.9819 | 91.1528 | 0 | 1.3194 | 1.3194 | 0.15718 | 1.3194 | 0 | 0.73028 | 0.06377 | 0 | 6.0859
2025-07-05 19:00 | 0 | 0 | 122.3069 | 90 | 0 | 0 | 0.69342 | 0.69342 | 0.69342 | 0 | 0 | 1.1102e-16 | 0 | 0 | 0.72991 | 0.69342 | 0 | 0 | 1.3517 | 6.0061 | 0 | 0.72991 | -0.72991 | 20.1658 | 87.6075 | 0 | 1.378 | 1.378 | 0.16417 | 1.378 | 0 | 0.76276 | 0 | 0 | 6.0061
2025-07-05 20:00 | 0 | 0 | 131.8427 | 90 | 0 | 0 | 0.61333 | 0.61333 | 0.61333 | 0 | 0 | 0 | 0 | 0 | 0.64561 | 0.61333 | 0 | 0 | 1.8839 | 6.0061 | 0 | 0.64561 | -0.64561 | 19.444 | 84.4717 | 0 | 1.2189 | 1.2189 | 0.14521 | 1.2189 | 0 | 0.67466 | 0 | 0 | 6.0061
2025-07-05 21:00 | 0 | 0 | 143.4518 | 90 | 0 | 0 | 0.81139 | 0.81139 | 0.81139 | 0 | 0 | 1.1102e-16 | 0 | 0 | 0.85409 | 0.81139 | 0 | 0 | 2.2967 | 6.0061 | 0 | 0.85409 | -0.85409 | 18.4891 | 80.3233 | 0 | 1.6125 | 1.6125 | 0.1921 | 1.6125 | 0 | 0.89253 | 0 | 0 | 6.0061
2025-07-05 22:00 | 0 | 0 | 157.5022 | 90 | 0 | 0 | 0.99719 | 0.99719 | 0.99719 | 0 | 0 | 1.1102e-16 | 0 | 0 | 1.0497 | 0.99719 | 0 | 0 | 2.8904 | 6.0061 | 0 | 1.0497 | -1.0497 | 17.3156 | 75.2249 | 0 | 1.9817 | 1.9817 | 0.23609 | 1.9817 | 0 | 1.0969 | 0 | 0 | 6.0061
2025-07-05 23:00 | 0 | 0 | 173.6658 | 90 | 0 | 0 | 0.49329 | 0.49329 | 0.49329 | 0 | 0 | 1.1102e-16 | 0 | 0 | 0.51925 | 0.49329 | 0 | 0 | 3.6247 | 6.0061 | 0 | 0.51925 | -0.51925 | 16.735 | 72.7028 | 0 | 0.98031 | 0.98031 | 0.11679 | 0.98031 | 0 | 0.54262 | 0 | 0 | 6.0061
2025-07-06 | 0 | 0 | -169.4916 | 90 | 0 | 0 | 0.31357 | 0.31357 | 0.31357 | 0 | 0 | 0 | 0 | 0 | 0.33008 | 0.31357 | 0 | 0 | 3.8377 | 6.0061 | 0 | 0.33008 | -0.33008 | 16.366 | 71.0996 | 0 | 0.62359 | 0.62359 | 0.074292 | 0.62359 | 0 | 0.34493 | 0 | 0 | 6.0061
2025-07-06 01:00 | 0 | 0 | -153.739 | 90 | 0 | 0 | 0.41104 | 0.41104 | 0.41104 | 0 | 0 | 5.5511e-17 | 0 | 0 | 0.43267 | 0.41104 | 0 | 0 | 3.9431 | 6.0061 | 0 | 0.43267 | -0.43267 | 15.8822 | 68.998 | 0 | 0.81741 | 0.81741 | 0.097383 | 0.81741 | 0 | 0.45214 | 0 | 0 | 6.0061
2025-07-06 02:00 | 0 | 0 | -140.2867 | 90 | 0 | 0 | 0.33849 | 0.33849 | 0.33849 | 0 | 0 | 0 | 0 | 0 | 0.35631 | 0.33849 | 0 | 0 | 4.1968 | 5.9702 | 0 | 0.35631 | -0.35631 | 15.4839 | 67.2674 | 0 | 0.67314 | 0.67314 | 0.080195 | 0.67314 | 0 | 0.37234 | 0 | 0 | 5.9702
2025-07-06 03:00 | 0 | 0 | -129.2328 | 90 | 0 | 0 | 0.32839 | 0.32839 | 0.32839 | 0 | 0 | 0 | 0 | 0 | 0.34567 | 0.32839 | 0 | 0 | 4.3909 | 5.6139 | 0 | 0.34567 | -0.34567 | 15.0974 | 65.5884 | 0 | 0.65305 | 0.65305 | 0.077802 | 0.65305 | 0 | 0.36123 | 0 | 0 | 5.6139
2025-07-06 04:00 | 0.0010392 | 0 | -120.1197 | 90 | 0 | 0 | 0.30105 | 0.30105 | 0.30105 | 0 | 0 | 5.5511e-17 | 0 | 0 | 0.31689 | 0.30105 | 0 | 0 | 4.591 | 5.2682 | 0 | 0.31689 | -0.31689 | 14.7431 | 64.0492 | 0 | 0.59868 | 0.59868 | 0.071325 | 0.59868 | 0 | 0.33115 | 0 | 0 | 5.2682
2025-07-06 05:00 | 0.10418 | 7.2148 | -112.3742 | 95.2167 | 0.02452 | 0.077979 | 0.34429 | 0.34429 | 0.34429 | 22.6495 | 0 | 5.5511e-17 | 0 | 0.077979 | 0.36241 | 0.34429 | 0 | 0 | 4.7738 | 4.9513 | 0 | 0.28443 | -0.28443 | 14.4251 | 62.6677 | 0 | 0.68467 | 0.68467 | 0.081569 | 0.68467 | 0 | 0.37872 | 0.062383 | 0 | 5.0293
2025-07-06 06:00 | 0.24076 | 19.2968 | -105.4608 | 81.3954 | 0.16061 | 0.51077 | 0.41323 | 0.41323 | 0.41323 | 123.6043 | 0 | 0 | 0 | 0.51077 | 0.43498 | 0.41323 | 0 | 0 | 4.9356 | 4.6669 | 0.07579 | 0 | 0.07579 | 14.4929 | 62.9622 | 0 | 0.82176 | 0.82176 | 0.097902 | 0.82176 | 0 | 0.45455 | 0.40861 | 0 | 5.1777
2025-07-06 07:00 | 0.49011 | 31.7793 | -98.8585 | 67.6691 | 0.37268 | 1.1852 | 0.20932 | 0.20932 | 0.20932 | 566.189 | 0 | 0 | 0 | 1.1852 | 0.22034 | 0.20932 | 0 | 0 | 4.7965 | 4.7275 | 0.96483 | 0 | 0.96483 | 15.3559 | 66.7113 | 0 | 0.41627 | 0.41627 | 0.049593 | 0.41627 | 0 | 0.23026 | 0.94814 | 0 | 5.9127
2025-07-06 08:00 | 0.69652 | 44.4897 | -91.9103 | 54.2393 | 0.59643 | 1.8968 | 0.33097 | 0.33097 | 0.33097 | 573.0914 | 0 | 0 | 0 | 1.8968 | 0.34839 | 0.33097 | 0 | 0 | 4.0765 | 5.4994 | 1.5484 | 0 | 1.5484 | 16.7408 | 72.7278 | 0 | 0.65818 | 0.65818 | 0.078414 | 0.65818 | 0 | 0.36407 | 1.5174 | 0 | 7.3962
2025-07-06 09:00 | 0.79661 | 57.245 | -83.369 | 41.4944 | 0.72529 | 2.3065 | 0.29085 | 0.29085 | 0.29085 | 793.0421 | 0 | 0 | 0 | 2.3065 | 0.30616 | 0.29085 | 0 | 0 | 3.0724 | 6.0061 | 2.0004 | 0 | 2.0004 | 18.53 | 80.5007 | 0 | 0.57839 | 0.57839 | 0.068908 | 0.57839 | 0 | 0.31993 | 1.8452 | 0 | 8.3127
2025-07-06 10:00 | 1.0137 | 69.6731 | -69.441 | 30.3909 | 0.94881 | 3.0174 | 0.26607 | 0.26607 | 0.26607 | 1134.061 | 0.86221 | 0 | 0 | 3.0174 | 0.28007 | 0.26607 | 0 | 0 | 1.8751 | 6.0061 | 1.8751 | 0 | 1.8751 | 20.2071 | 87.7867 | 0 | 0.52911 | 0.52911 | 0.063037 | 0.52911 | 0 | 0.29267 | 2.4139 | 0 | 9.0235
2025-07-06 11:00 | 0.98576 | 79.8634 | -31.1011 | 23.4535 | 0.93403 | 2.9704 | 0.47868 | 0.47868 | 0.47868 | 620.5283 | 1.5857 | 0 | 0 | 2.9704 | 0.50388 | 0.47868 | 0 | 0 | 0.88077 | 6.0061 | 0.88077 | 0 | 0.88077 | 20.9949 | 91.2091 | 0 | 0.95193 | 0.95193 | 0.11341 | 0.95193 | 0 | 0.52655 | 2.3763 | 0 | 8.9765
2025-07-06 12:00 | 0.86897 | 77.9065 | 45.5763 | 24.5425 | 0.82284 | 2.6168 | 0.77453 | 0.77453 | 0.77453 | 337.8549 | 1.1675 | 0 | 0 | 2.6168 | 0.81529 | 0.77453 | 0 | 0 | 0.63396 | 6.0061 | 0.63396 | 0 | 0.63396 | 21.5619 | 93.6725 | 0 | 1.5392 | 1.5392 | 0.18338 | 1.5392 | 0 | 0.85198 | 2.0934 | 0 | 8.6229
2025-07-06 13:00 | 0.82665 | 66.6966 | 73.8386 | 32.8672 | 0.77143 | 2.4533 | 0.78875 | 0.78875 | 0.78875 | 311.0342 | 1.1667 | 0 | 0 | 2.4533 | 0.83027 | 0.78875 | 0 | 0 | 0.45631 | 6.0061 | 0.45631 | 0 | 0.45631 | 21.9701 | 95.4456 | 0 | 1.5675 | 1.5675 | 0.18675 | 1.5675 | 0 | 0.86763 | 1.9626 | 0 | 8.4594
2025-07-06 14:00 | 0.64209 | 54.1238 | 85.7347 | 44.5231 | 0.58576 | 1.8628 | 0.30066 | 0.30066 | 0.30066 | 619.5723 | 1.2179 | 0 | 0 | 1.8628 | 0.31649 | 0.30066 | 0 | 0 | 0.32844 | 6.0061 | 0.32844 | 0 | 0.32844 | 22.2638 | 96.7218 | 0 | 0.59751 | 0.59751 | 0.071185 | 0.59751 | 0 | 0.33073 | 1.4903 | 0 | 7.869
2025-07-06 15:00 | 0.66122 | 41.3581 | 93.6971 | 57.4921 | 0.5533 | 1.7596 | 0.76612 | 0.76612 | 0.76612 | 229.675 | 0.71674 | 0 | 0 | 1.7596 | 0.80645 | 0.76612 | 0 | 0 | 0.23641 | 6.0061 | 0.23641 | 0 | 0.23641 | 22.4753 | 97.6405 | 0 | 1.5225 | 1.5225 | 0.18139 | 1.5225 | 0 | 0.84274 | 1.4077 | 0 | 7.7657
2025-07-06 16:00 | 0.54966 | 28.6884 | 100.4809 | 71.0199 | 0.38721 | 1.2314 | 0.71488 | 0.71488 | 0.71488 | 172.2519 | 0.30873 | 0 | 0 | 1.2314 | 0.7525 | 0.71488 | 0 | 0 | 0.17016 | 6.0061 | 0.17016 | 0 | 0.17016 | 22.6275 | 98.3016 | 0 | 1.4207 | 1.4207 | 0.16925 | 1.4207 | 0 | 0.78636 | 0.98511 | 0 | 7.2375
2025-07-06 17:00 | 0.28353 | 16.2871 | 107.1081 | 84.7847 | 0.10719 | 0.34089 | 0.61912 | 0.61912 | 0.61912 | 55.0606 | 0 | 0 | 0 | 0.34089 | 0.65171 | 0.61912 | 0 | 0 | 0.12248 | 6.0061 | 0 | 0.31081 | -0.31081 | 22.28 | 96.792 | 0 | 1.2304 | 1.2304 | 0.14658 | 1.2304 | 0 | 0.68103 | 0.27271 | 0 | 6.347
2025-07-06 18:00 | 0.067507 | 4.3345 | 114.1784 | 98.606 | 0.012007 | 0.038184 | 0.80701 | 0.80701 | 0.80701 | 4.7315 | 0 | 1.1102e-16 | 0 | 0.038184 | 0.84949 | 0.80701 | 0 | 0 | 0.45484 | 6.0061 | 0 | 0.8113 | -0.8113 | 21.3729 | 92.8514 | 0 | 1.6038 | 1.6038 | 0.19107 | 1.6038 | 0 | 0.88771 | 0.030547 | 0 | 6.0443
2025-07-06 19:00 | 0 | 0 | 122.2079 | 90 | 0 | 0 | 0.61122 | 0.61122 | 0.61122 | 0 | 0 | 1.1102e-16 | 0 | 0 | 0.64339 | 0.61122 | 0 | 0 | 1.158 | 6.0061 | 0 | 0.64339 | -0.64339 | 20.6536 | 89.7263 | 0 | 1.2147 | 1.2147 | 0.14471 | 1.2147 | 0 | 0.67235 | 0 | 0 | 6.0061
2025-07-06 20:00 | 0 | 0 | 131.7442 | 90 | 0 | 0 | 0.43305 | 0.43305 | 0.43305 | 0 | 0 | 5.5511e-17 | 0 | 0 | 0.45584 | 0.43305 | 0 | 0 | 1.5991 | 6.0061 | 0 | 0.45584 | -0.45584 | 20.1439 | 87.5123 | 0 | 0.86059 | 0.86059 | 0.10253 | 0.86059 | 0 | 0.47635 | 0 | 0 | 6.0061
2025-07-06 21:00 | 0 | 0 | 143.356 | 90 | 0 | 0 | 0.86986 | 0.86986 | 0.86986 | 0 | 0 | 1.1102e-16 | 0 | 0 | 0.91564 | 0.86986 | 0 | 0 | 1.8491 | 6.0061 | 0 | 0.91564 | -0.91564 | 19.1202 | 83.0649 | 0 | 1.7287 | 1.7287 | 0.20595 | 1.7287 | 0 | 0.95684 | 0 | 0 | 6.0061
2025-07-06 22:00 | 0 | 0 | 157.4164 | 90 | 0 | 0 | 0.57945 | 0.57945 | 0.57945 | 0 | 0 | 1.1102e-16 | 0 | 0 | 0.60995 | 0.57945 | 0 | 0 | 2.5306 | 6.0061 | 0 | 0.60995 | -0.60995 | 18.4383 | 80.1023 | 0 | 1.1515 | 1.1515 | 0.13719 | 1.1515 | 0 | 0.6374 | 0 | 0 | 6.0061
2025-07-06 23:00 | 0 | 0 | 173.6017 | 90 | 0 | 0 | 0.72492 | 0.72492 | 0.72492 | 0 | 0 | 1.1102e-16 | 0 | 0 | 0.76308 | 0.72492 | 0 | 0 | 2.8752 | 6.0061 | 0 | 0.76308 | -0.76308 | 17.5851 | 76.3959 | 0 | 1.4406 | 1.4406 | 0.17163 | 1.4406 | 0 | 0.79742 | 0 | 0 | 6.0061
2025-07-07 | 0 | 0 | -169.522 | 90 | 0 | 0 | 0.26359 | 0.26359 | 0.26359 | 0 | 0 | 0 | 0 | 0 | 0.27747 | 0.26359 | 0 | 0 | 3.3769 | 6.0061 | 0 | 0.27747 | -0.27747 | 17.2749 | 75.0482 | 0 | 0.52419 | 0.52419 | 0.06245 | 0.52419 | 0 | 0.28995 | 0 | 0 | 6.0061
2025-07-07 01:00 | 0 | 0 | -153.737 | 90 | 0 | 0 | 0.41396 | 0.41396 | 0.41396 | 0 | 0 | 5.5511e-17 | 0 | 0 | 0.43575 | 0.41396 | 0 | 0 | 3.428 | 6.0061 | 0 | 0.43575 | -0.43575 | 16.7877 | 72.9317 | 0 | 0.82323 | 0.82323 | 0.098076 | 0.82323 | 0 | 0.45536 | 0 | 0 | 6.0061
2025-07-07 02:00 | 0 | 0 | -140.2605 | 90 | 0 | 0 | 0.39186 | 0.39186 | 0.39186 | 0 | 0 | 0 | 0 | 0 | 0.41249 | 0.39186 | 0 | 0 | 3.6896 | 6.0061 | 0 | 0.41249 | -0.41249 | 16.3265 | 70.9282 | 0 | 0.77928 | 0.77928 | 0.092841 | 0.77928 | 0 | 0.43105 | 0 | 0 | 6.0061
2025-07-07 03:00 | 0 | 0 | -129.1906 | 90 | 0 | 0 | 0.29326 | 0.29326 | 0.29326 | 0 | 0 | 0 | 0 | 0 | 0.30869 | 0.29326 | 0 | 0 | 3.9357 | 6.0061 | 0 | 0.30869 | -0.30869 | 15.9814 | 69.4288 | 0 | 0.58319 | 0.58319 | 0.069479 | 0.58319 | 0 | 0.32259 | 0 | 0 | 6.0061
2025-07-07 04:00 | 0.00051451 | 0 | -120.0665 | 90 | 0 | 0 | 0.41973 | 0.41973 | 0.41973 | 0 | 0 | 5.5511e-17 | 0 | 0 | 0.44182 | 0.41973 | 0 | 0 | 4.0947 | 6.0061 | 0 | 0.44182 | -0.44182 | 15.4874 | 67.2829 | 0 | 0.83469 | 0.83469 | 0.099442 | 0.83469 | 0 | 0.4617 | 0 | 0 | 6.0061
2025-07-07 05:00 | 0.0799 | 7.1279 | -112.3119 | 95.2625 | 0.044821 | 0.14254 | 0.3202 | 0.3202 | 0.3202 | 44.5164 | 0 | 5.5511e-17 | 0 | 0.14254 | 0.33705 | 0.3202 | 0 | 0 | 4.3918 | 5.6171 | 0 | 0.19451 | -0.19451 | 15.27 | 66.3381 | 0 | 0.63676 | 0.63676 | 0.075861 | 0.63676 | 0 | 0.35222 | 0.11403 | 0 | 5.7596
2025-07-07 06:00 | 0.32661 | 19.2147 | -105.3886 | 81.4312 | 0.16394 | 0.52134 | 0.30081 | 0.30081 | 0.30081 | 173.3119 | 0 | 0 | 0 | 0.52134 | 0.31664 | 0.30081 | 0 | 0 | 4.4547 | 5.4226 | 0.2047 | 0 | 0.2047 | 15.4531 | 67.1335 | 0 | 0.59821 | 0.59821 | 0.071268 | 0.59821 | 0 | 0.33089 | 0.41707 | 0 | 5.9439
2025-07-07 07:00 | 0.60072 | 31.7009 | -98.7734 | 67.6936 | 0.44888 | 1.4275 | 0.39298 | 0.39298 | 0.39298 | 363.2563 | 0 | 0 | 0 | 1.4275 | 0.41366 | 0.39298 | 0 | 0 | 4.229 | 5.5863 | 1.0139 | 0 | 1.0139 | 16.3599 | 71.0731 | 0 | 0.7815 | 0.7815 | 0.093105 | 0.7815 | 0 | 0.43228 | 1.142 | 0 | 7.0138
2025-07-07 08:00 | 0.78637 | 44.4132 | -91.8062 | 54.2498 | 0.67224 | 2.1378 | 0.52332 | 0.52332 | 0.52332 | 408.5128 | 0 | 0 | 0 | 2.1378 | 0.55087 | 0.52332 | 0 | 0 | 3.4922 | 6.0061 | 1.587 | 0 | 1.587 | 17.7793 | 77.2396 | 0 | 1.0407 | 1.0407 | 0.12399 | 1.0407 | 0 | 0.57566 | 1.7103 | 0 | 8.144
2025-07-07 09:00 | 0.89598 | 57.1674 | -83.2339 | 41.4849 | 0.81459 | 2.5905 | 0.3268 | 0.3268 | 0.3268 | 792.692 | 0 | 0 | 0 | 2.5905 | 0.344 | 0.3268 | 0 | 0 | 2.4747 | 6.0061 | 2.2465 | 0 | 2.2465 | 19.7887 | 85.969 | 0 | 0.6499 | 0.6499 | 0.077426 | 0.6499 | 0 | 0.35948 | 2.0724 | 0 | 8.5967
2025-07-07 10:00 | 1.0371 | 69.5875 | -69.2584 | 30.3501 | 0.97149 | 3.0895 | 0.39077 | 0.39077 | 0.39077 | 790.6082 | 1.5665 | 0 | 0 | 3.0895 | 0.41134 | 0.39077 | 0 | 0 | 1.1116 | 6.0061 | 1.1116 | 0 | 1.1116 | 20.783 | 90.2885 | 0 | 0.77711 | 0.77711 | 0.092582 | 0.77711 | 0 | 0.42985 | 2.4716 | 0 | 9.0956
2025-07-07 11:00 | 0.90944 | 79.7572 | -31.0458 | 23.3691 | 0.86287 | 2.7441 | 0.31785 | 0.31785 | 0.31785 | 863.3106 | 1.7091 | 0 | 0 | 2.7441 | 0.33458 | 0.31785 | 0 | 0 | 0.70035 | 6.0061 | 0.70035 | 0 | 0.70035 | 21.4094 | 93.0098 | 0 | 0.6321 | 0.6321 | 0.075306 | 0.6321 | 0 | 0.34964 | 2.1953 | 0 | 8.7502
2025-07-07 12:00 | 0.52224 | 77.8602 | 45.1185 | 24.4359 | 0.49512 | 1.5745 | 0.5576 | 0.5576 | 0.5576 | 282.3816 | 0.48351 | 0 | 0 | 1.5745 | 0.58694 | 0.5576 | 0 | 0 | 0.5041 | 6.0061 | 0.5041 | 0 | 0.5041 | 21.8603 | 94.9686 | 0 | 1.1081 | 1.1081 | 0.13202 | 1.1081 | 0 | 0.61336 | 1.2596 | 0 | 7.5807
2025-07-07 13:00 | 0.49492 | 66.6884 | 73.5698 | 32.7715 | 0.46746 | 1.4866 | 0.77211 | 0.77211 | 0.77211 | 192.5367 | 0.31101 | 0 | 0 | 1.4866 | 0.81275 | 0.77211 | 0 | 0 | 0.36284 | 6.0061 | 0.36284 | 0 | 0.36284 | 22.1848 | 96.3785 | 0 | 1.5344 | 1.5344 | 0.18281 | 1.5344 | 0 | 0.84932 | 1.1893 | 0 | 7.4927
2025-07-07 14:00 | 0.3611 | 54.1242 | 85.5527 | 44.4433 | 0.33973 | 1.0804 | 0.73038 | 0.73038 | 0.73038 | 147.9226 | 0.050409 | 0 | 0 | 1.0804 | 0.76882 | 0.73038 | 0 | 0 | 0.26117 | 6.0061 | 0.26117 | 0 | 0.26117 | 22.4184 | 97.3933 | 0 | 1.4515 | 1.4515 | 0.17292 | 1.4515 | 0 | 0.80341 | 0.86431 | 0 | 7.0865
2025-07-07 15:00 | 0.3981 | 41.3588 | 93.555 | 57.4254 | 0.36194 | 1.151 | 0.85948 | 0.85948 | 0.85948 | 133.9226 | 0.058341 | 0 | 0 | 1.151 | 0.90472 | 0.85948 | 0 | 0 | 0.18798 | 6.0061 | 0.18798 | 0 | 0.18798 | 22.5865 | 98.1238 | 0 | 1.7081 | 1.7081 | 0.20349 | 1.7081 | 0 | 0.94543 | 0.92083 | 0 | 7.1572
2025-07-07 16:00 | 0.29539 | 28.6856 | 100.3594 | 70.9642 | 0.25315 | 0.80506 | 0.94841 | 0.94841 | 0.94841 | 84.8858 | 0 | 0 | 0 | 0.80506 | 0.99832 | 0.94841 | 0 | 0 | 0.13531 | 6.0061 | 0 | 0.19326 | -0.19326 | 22.3705 | 97.1851 | 0 | 1.8848 | 1.8848 | 0.22455 | 1.8848 | 0 | 1.0432 | 0.64405 | 0 | 6.8112
2025-07-07 17:00 | 0.22884 | 16.2782 | 106.9973 | 84.739 | 0.11362 | 0.36133 | 0.72142 | 0.72142 | 0.72142 | 50.0853 | 0 | 1.1102e-16 | 0 | 0.36133 | 0.75939 | 0.72142 | 0 | 0 | 0.36783 | 6.0061 | 0 | 0.39806 | -0.39806 | 21.9254 | 95.2516 | 0 | 1.4337 | 1.4337 | 0.1708 | 1.4337 | 0 | 0.79356 | 0.28906 | 0 | 6.3675
2025-07-07 18:00 | 0.072051 | 4.3172 | 114.0728 | 98.5703 | 0.0084105 | 0.026747 | 0.71497 | 0.71497 | 0.71497 | 3.741 | 0 | 1.1102e-16 | 0 | 0.026747 | 0.7526 | 0.71497 | 0 | 0 | 0.72093 | 6.0061 | 0 | 0.72586 | -0.72586 | 21.1139 | 91.7261 | 0 | 1.4209 | 1.4209 | 0.16928 | 1.4209 | 0 | 0.78647 | 0.021397 | 0 | 6.0329
2025-07-07 19:00 | 0 | 0 | 122.1043 | 90 | 0 | 0 | 0.73081 | 0.73081 | 0.73081 | 0 | 0 | 0 | 0 | 0 | 0.76927 | 0.73081 | 0 | 0 | 1.3088 | 6.0061 | 0 | 0.76927 | -0.76927 | 20.2538 | 87.9896 | 0 | 1.4523 | 1.4523 | 0.17303 | 1.4523 | 0 | 0.80389 | 0 | 0 | 6.0061
2025-07-07 20:00 | 0 | 0 | 131.6416 | 90 | 0 | 0 | 0.63425 | 0.63425 | 0.63425 | 0 | 0 | 0 | 0 | 0 | 0.66763 | 0.63425 | 0 | 0 | 1.8591 | 6.0061 | 0 | 0.66763 | -0.66763 | 19.5074 | 84.7468 | 0 | 1.2604 | 1.2604 | 0.15016 | 1.2604 | 0 | 0.69767 | 0 | 0 | 6.0061
2025-07-07 21:00 | 0 | 0 | 143.2569 | 90 | 0 | 0 | 0.86932 | 0.86932 | 0.86932 | 0 | 0 | 1.1102e-16 | 0 | 0 | 0.91507 | 0.86932 | 0 | 0 | 2.2781 | 6.0061 | 0 | 0.91507 | -0.91507 | 18.4843 | 80.3022 | 0 | 1.7276 | 1.7276 | 0.20582 | 1.7276 | 0 | 0.95625 | 0 | 0 | 6.0061
2025-07-07 22:00 | 0 | 0 | 157.3288 | 90 | 0 | 0 | 0.71737 | 0.71737 | 0.71737 | 0 | 0 | 1.1102e-16 | 0 | 0 | 0.75512 | 0.71737 | 0 | 0 | 2.9171 | 6.0061 | 0 | 0.75512 | -0.75512 | 17.64 | 76.6345 | 0 | 1.4256 | 1.4256 | 0.16984 | 1.4256 | 0 | 0.7891 | 0 | 0 | 6.0061
2025-07-07 23:00 | 0 | 0 | 173.538 | 90 | 0 | 0 | 0.67802 | 0.67802 | 0.67802 | 0 | 0 | 1.1102e-16 | 0 | 0 | 0.7137 | 0.67802 | 0 | 0 | 3.3737 | 6.0061 | 0 | 0.7137 | -0.7137 | 16.8421 | 73.168 | 0 | 1.3474 | 1.3474 | 0.16053 | 1.3474 | 0 | 0.74582 | 0 | 0 | 6.0061
2025-07-08 | 0 | 0 | -169.5498 | 90 | 0 | 0 | 0.33369 | 0.33369 | 0.33369 | 0 | 0 | 5.5511e-17 | 0 | 0 | 0.35126 | 0.33369 | 0 | 0 | 3.8007 | 6.0061 | 0 | 0.35126 | -0.35126 | 16.4494 | 71.4618 | 0 | 0.6636 | 0.6636 | 0.079059 | 0.6636 | 0 | 0.36706 | 0 | 0 | 6.0061
2025-07-08 01:00 | 0 | 0 | -153.7306 | 90 | 0 | 0 | 0.32566 | 0.32566 | 0.32566 | 0 | 0 | 5.5511e-17 | 0 | 0 | 0.3428 | 0.32566 | 0 | 0 | 3.9124 | 6.0061 | 0 | 0.3428 | -0.3428 | 16.0661 | 69.7968 | 0 | 0.64763 | 0.64763 | 0.077156 | 0.64763 | 0 | 0.35823 | 0 | 0 | 6.0061
2025-07-08 02:00 | 0 | 0 | -140.2289 | 90 | 0 | 0 | 0.19044 | 0.19044 | 0.19044 | 0 | 0 | 2.7756e-17 | 0 | 0 | 0.20047 | 0.19044 | 0 | 0 | 4.0766 | 6.0061 | 0 | 0.20047 | -0.20047 | 15.842 | 68.8231 | 0 | 0.37873 | 0.37873 | 0.04512 | 0.37873 | 0 | 0.20949 | 0 | 0 | 6.0061
2025-07-08 03:00 | 0 | 0 | -129.1425 | 90 | 0 | 0 | 0.33234 | 0.33234 | 0.33234 | 0 | 0 | 5.5511e-17 | 0 | 0 | 0.34983 | 0.33234 | 0 | 0 | 4.1409 | 5.9342 | 0 | 0.34983 | -0.34983 | 15.4509 | 67.1239 | 0 | 0.66091 | 0.66091 | 0.078738 | 0.66091 | 0 | 0.36558 | 0 | 0 | 5.9342
2025-07-08 04:00 | 0.00053729 | 0 | -120.0072 | 90 | 0 | 0 | 0.32461 | 0.32461 | 0.32461 | 0 | 0 | 5.5511e-17 | 0 | 0 | 0.3417 | 0.32461 | 0 | 0 | 4.3732 | 5.5843 | 0 | 0.3417 | -0.3417 | 15.0688 | 65.4643 | 0 | 0.64554 | 0.64554 | 0.076907 | 0.64554 | 0 | 0.35707 | 0 | 0 | 5.5843
2025-07-08 05:00 | 0.095385 | 7.0386 | -112.2431 | 95.3073 | 0.03015 | 0.095882 | 0.38126 | 0.38126 | 0.38126 | 25.1488 | 0 | 5.5511e-17 | 0 | 0.095882 | 0.40133 | 0.38126 | 0 | 0 | 4.59 | 5.2427 | 0 | 0.30544 | -0.30544 | 14.7273 | 63.9807 | 0 | 0.75819 | 0.75819 | 0.090328 | 0.75819 | 0 | 0.41939 | 0.076706 | 0 | 5.3385
2025-07-08 06:00 | 0.24274 | 19.1306 | -105.3097 | 81.4653 | 0.1592 | 0.50629 | 0.17885 | 0.17885 | 0.17885 | 283.0786 | 0 | 0 | 0 | 0.50629 | 0.18826 | 0.17885 | 0 | 0 | 4.772 | 4.9372 | 0.31803 | 0 | 0.31803 | 15.0118 | 65.2164 | 0 | 0.35567 | 0.35567 | 0.042374 | 0.35567 | 0 | 0.19674 | 0.40503 | 0 | 5.4435
2025-07-08 07:00 | 0.41788 | 31.6207 | -98.6809 | 67.716 | 0.3341 | 1.0625 | 0.368 | 0.368 | 0.368 | 288.7234 | 0 | 0 | 0 | 1.0625 | 0.38737 | 0.368 | 0 | 0 | 4.4565 | 5.1916 | 0.67514 | 0 | 0.67514 | 15.6156 | 67.8398 | 0 | 0.73182 | 0.73182 | 0.087187 | 0.73182 | 0 | 0.4048 | 0.85 | 0 | 6.2541
2025-07-08 08:00 | 0.53657 | 44.3351 | -91.6931 | 54.2573 | 0.47512 | 1.511 | 0.38256 | 0.38256 | 0.38256 | 394.9599 | 0 | 0 | 0 | 1.511 | 0.40269 | 0.38256 | 0 | 0 | 3.9731 | 5.7317 | 1.1083 | 0 | 1.1083 | 16.6069 | 72.1462 | 0 | 0.76078 | 0.76078 | 0.090636 | 0.76078 | 0 | 0.42081 | 1.2088 | 0 | 7.2427
2025-07-08 09:00 | 0.78223 | 57.088 | -83.0871 | 41.4715 | 0.714 | 2.2706 | 0.37731 | 0.37731 | 0.37731 | 601.7943 | 0 | 0 | 0 | 2.2706 | 0.39717 | 0.37731 | 0 | 0 | 3.2616 | 6.0061 | 1.8735 | 0 | 1.8735 | 18.2826 | 79.4259 | 0 | 0.75034 | 0.75034 | 0.089393 | 0.75034 | 0 | 0.41504 | 1.8165 | 0 | 8.2768
2025-07-08 10:00 | 0.98622 | 69.4992 | -69.059 | 30.304 | 0.92484 | 2.9412 | 0.49915 | 0.49915 | 0.49915 | 589.2311 | 0.32489 | 0 | 0 | 2.9412 | 0.52542 | 0.49915 | 0 | 0 | 2.0908 | 6.0061 | 2.0908 | 0 | 2.0908 | 20.1527 | 87.5503 | 0 | 0.99264 | 0.99264 | 0.11826 | 0.99264 | 0 | 0.54907 | 2.3529 | 0 | 8.9473
2025-07-08 11:00 | 0.77574 | 79.6456 | -30.9682 | 23.278 | 0.73739 | 2.345 | 0.34483 | 0.34483 | 0.34483 | 680.0498 | 1.0842 | 0 | 0 | 2.345 | 0.36298 | 0.34483 | 0 | 0 | 0.89782 | 6.0061 | 0.89782 | 0 | 0.89782 | 20.9557 | 91.039 | 0 | 0.68575 | 0.68575 | 0.081698 | 0.68575 | 0 | 0.37932 | 1.876 | 0 | 8.3512
2025-07-08 12:00 | 1.0062 | 77.8073 | 44.6478 | 24.3235 | 0.95365 | 3.0328 | 0.29082 | 0.29082 | 0.29082 | 1042.851 | 2.0804 | 0 | 0 | 3.0328 | 0.30612 | 0.29082 | 0 | 0 | 0.64623 | 6.0061 | 0.64623 | 0 | 0.64623 | 21.5337 | 93.5501 | 0 | 0.57794 | 0.57794 | 0.068854 | 0.57794 | 0 | 0.3199 | 2.4262 | 0 | 9.0389
2025-07-08 13:00 | 0.84477 | 66.6757 | 73.2876 | 32.6724 | 0.78951 | 2.5108 | 0.59079 | 0.59079 | 0.59079 | 424.9866 | 1.4237 | 0 | 0 | 2.5108 | 0.62188 | 0.59079 | 0 | 0 | 0.46514 | 6.0061 | 0.46514 | 0 | 0.46514 | 21.9498 | 95.3575 | 0 | 1.1741 | 1.1741 | 0.13987 | 1.1741 | 0 | 0.64987 | 2.0086 | 0 | 8.5169
2025-07-08 14:00 | 0.68368 | 54.1208 | 85.3609 | 44.3617 | 0.62181 | 1.9775 | 0.67697 | 0.67697 | 0.67697 | 292.1026 | 0.93005 | 0 | 0 | 1.9775 | 0.7126 | 0.67697 | 0 | 0 | 0.3348 | 6.0061 | 0.3348 | 0 | 0.3348 | 22.2492 | 96.6584 | 0 | 1.3454 | 1.3454 | 0.16028 | 1.3454 | 0 | 0.74467 | 1.582 | 0 | 7.9836
2025-07-08 15:00 | 0.64804 | 41.3556 | 93.4053 | 57.358 | 0.54481 | 1.7326 | 0.61352 | 0.61352 | 0.61352 | 282.4048 | 0.84581 | 0 | 0 | 1.7326 | 0.64581 | 0.61352 | 0 | 0 | 0.24098 | 6.0061 | 0.24098 | 0 | 0.24098 | 22.4648 | 97.5948 | 0 | 1.2192 | 1.2192 | 0.14526 | 1.2192 | 0 | 0.67487 | 1.3861 | 0 | 7.7388
2025-07-08 16:00 | 0.53225 | 28.6788 | 100.2315 | 70.9086 | 0.37752 | 1.2006 | 0.6764 | 0.6764 | 0.6764 | 177.4924 | 0.31511 | 0 | 0 | 1.2006 | 0.712 | 0.6764 | 0 | 0 | 0.17345 | 6.0061 | 0.17345 | 0 | 0.17345 | 22.6199 | 98.2688 | 0 | 1.3442 | 1.3442 | 0.16015 | 1.3442 | 0 | 0.74404 | 0.96045 | 0 | 7.2067
2025-07-08 17:00 | 0.26064 | 16.2651 | 106.881 | 84.6941 | 0.10744 | 0.34169 | 0.59608 | 0.59608 | 0.59608 | 57.3231 | 0 | 0 | 0 | 0.34169 | 0.62745 | 0.59608 | 0 | 0 | 0.12485 | 6.0061 | 0 | 0.28576 | -0.28576 | 22.3004 | 96.8808 | 0 | 1.1846 | 1.1846 | 0.14113 | 1.1846 | 0 | 0.65568 | 0.27335 | 0 | 6.3478
2025-07-08 18:00 | 0.070973 | 4.2952 | 113.9622 | 98.5361 | 0.008875 | 0.028224 | 0.74342 | 0.74342 | 0.74342 | 3.7965 | 0 | 1.1102e-16 | 0 | 0.028224 | 0.78254 | 0.74342 | 0 | 0 | 0.43577 | 6.0061 | 0 | 0.75432 | -0.75432 | 21.4571 | 93.217 | 0 | 1.4774 | 1.4774 | 0.17601 | 1.4774 | 0 | 0.81776 | 0.022579 | 0 | 6.0344
2025-07-08 19:00 | 0 | 0 | 121.9961 | 90 | 0 | 0 | 0.51087 | 0.51087 | 0.51087 | 0 | 0 | 0 | 0 | 0 | 0.53776 | 0.51087 | 0 | 0 | 1.0921 | 6.0061 | 0 | 0.53776 | -0.53776 | 20.8558 | 90.605 | 0 | 1.0153 | 1.0153 | 0.12095 | 1.0153 | 0 | 0.56196 | 0 | 0 | 6.0061
2025-07-08 20:00 | 0 | 0 | 131.535 | 90 | 0 | 0 | 0.63188 | 0.63188 | 0.63188 | 0 | 0 | 0 | 0 | 0 | 0.66513 | 0.63188 | 0 | 0 | 1.4492 | 6.0061 | 0 | 0.66513 | -0.66513 | 20.1122 | 87.3744 | 0 | 1.2557 | 1.2557 | 0.1496 | 1.2557 | 0 | 0.69506 | 0 | 0 | 6.0061
2025-07-08 21:00 | 0 | 0 | 143.1548 | 90 | 0 | 0 | 0.71616 | 0.71616 | 0.71616 | 0 | 0 | 0 | 0 | 0 | 0.75385 | 0.71616 | 0 | 0 | 1.9079 | 6.0061 | 0 | 0.75385 | -0.75385 | 19.2694 | 83.7128 | 0 | 1.4232 | 1.4232 | 0.16956 | 1.4232 | 0 | 0.78777 | 0 | 0 | 6.0061
2025-07-08 22:00 | 0 | 0 | 157.2396 | 90 | 0 | 0 | 1.0622 | 1.0622 | 1.0622 | 0 | 0 | 2.2204e-16 | 0 | 0 | 1.1182 | 1.0622 | 0 | 0 | 2.4211 | 6.0061 | 0 | 1.1182 | -1.1182 | 18.0192 | 78.2818 | 0 | 2.111 | 2.111 | 0.2515 | 2.111 | 0 | 1.1685 | 0 | 0 | 6.0061
2025-07-08 23:00 | 0 | 0 | 173.4747 | 90 | 0 | 0 | 0.84363 | 0.84363 | 0.84363 | 0 | 0 | 1.1102e-16 | 0 | 0 | 0.88803 | 0.84363 | 0 | 0 | 3.2364 | 6.0061 | 0 | 0.88803 | -0.88803 | 17.0264 | 73.9685 | 0 | 1.6765 | 1.6765 | 0.19974 | 1.6765 | 0 | 0.92799 | 0 | 0 | 6.0061
2025-07-09 | 0 | 0 | -169.5747 | 90 | 0 | 0 | 0.38783 | 0.38783 | 0.38783 | 0 | 0 | 5.5511e-17 | 0 | 0 | 0.40824 | 0.38783 | 0 | 0 | 3.7782 | 6.0061 | 0 | 0.40824 | -0.40824 | 16.5699 | 71.9857 | 0 | 0.77125 | 0.77125 | 0.091884 | 0.77125 | 0 | 0.42661 | 0 | 0 | 6.0061
2025-07-09 01:00 | 0 | 0 | -153.7196 | 90 | 0 | 0 | 0.33567 | 0.33567 | 0.33567 | 0 | 0 | 5.5511e-17 | 0 | 0 | 0.35333 | 0.33567 | 0 | 0 | 3.8959 | 6.0061 | 0 | 0.35333 | -0.35333 | 16.1749 | 70.2695 | 0 | 0.66752 | 0.66752 | 0.079526 | 0.66752 | 0 | 0.36923 | 0 | 0 | 6.0061
2025-07-09 02:00 | 0 | 0 | -140.1918 | 90 | 0 | 0 | 0.32261 | 0.32261 | 0.32261 | 0 | 0 | 0 | 0 | 0 | 0.33959 | 0.32261 | 0 | 0 | 4.0411 | 6.0061 | 0 | 0.33959 | -0.33959 | 15.7952 | 68.6201 | 0 | 0.64155 | 0.64155 | 0.076432 | 0.64155 | 0 | 0.35487 | 0 | 0 | 6.0061
2025-07-09 03:00 | 0 | 0 | -129.0886 | 90 | 0 | 0 | 0.48524 | 0.48524 | 0.48524 | 0 | 0 | 5.5511e-17 | 0 | 0 | 0.51078 | 0.48524 | 0 | 0 | 4.2161 | 5.8924 | 0 | 0.51078 | -0.51078 | 15.2242 | 66.1392 | 0 | 0.96496 | 0.96496 | 0.11496 | 0.96496 | 0 | 0.53376 | 0 | 0 | 5.8924
2025-07-09 04:00 | 0.00033135 | 0 | -119.9418 | 90 | 0 | 0 | 0.34594 | 0.34594 | 0.34594 | 0 | 0 | 5.5511e-17 | 0 | 0 | 0.36414 | 0.34594 | 0 | 0 | 4.5651 | 5.3816 | 0 | 0.36414 | -0.36414 | 14.8171 | 64.3705 | 0 | 0.68794 | 0.68794 | 0.081959 | 0.68794 | 0 | 0.38053 | 0 | 0 | 5.3816
2025-07-09 05:00 | 0.0035865 | 6.9467 | -112.168 | 95.3512 | 0.0033701 | 0.010717 | 0.26789 | 0.26789 | 0.26789 | 4.0007 | 0 | 0 | 0 | 0.010717 | 0.28198 | 0.26789 | 0 | 0 | 4.7651 | 5.0175 | 0 | 0.27127 | -0.27127 | 14.5138 | 63.0529 | 0 | 0.53273 | 0.53273 | 0.063468 | 0.53273 | 0 | 0.29467 | 0.0085739 | 0 | 5.0282
2025-07-09 06:00 | 0.12209 | 19.0445 | -105.2239 | 81.4979 | 0.11229 | 0.3571 | 0.36063 | 0.36063 | 0.36063 | 99.0233 | 0 | 0 | 0 | 0.3571 | 0.37961 | 0.36063 | 0 | 0 | 4.8968 | 4.7462 | 0 | 0.022502 | -0.022502 | 14.4886 | 62.9436 | 0 | 0.71716 | 0.71716 | 0.08544 | 0.71716 | 0 | 0.39669 | 0.28568 | 0 | 5.1033
2025-07-09 07:00 | 0.19909 | 31.5388 | -98.5807 | 67.736 | 0.1858 | 0.59088 | 0.29718 | 0.29718 | 0.29718 | 198.8307 | 0 | 0 | 0 | 0.59088 | 0.31282 | 0.29718 | 0 | 0 | 4.8263 | 4.7237 | 0.27806 | 0 | 0.27806 | 14.7373 | 64.0241 | 0 | 0.59098 | 0.59098 | 0.070407 | 0.59098 | 0 | 0.32689 | 0.4727 | 0 | 5.3146
2025-07-09 08:00 | 0.40435 | 44.2554 | -91.571 | 54.2618 | 0.3722 | 1.1836 | 0.43869 | 0.43869 | 0.43869 | 269.8122 | 0 | 0 | 0 | 1.1836 | 0.46178 | 0.43869 | 0 | 0 | 4.5837 | 4.9461 | 0.72187 | 0 | 0.72187 | 15.383 | 66.829 | 0 | 0.87241 | 0.87241 | 0.10394 | 0.87241 | 0 | 0.48256 | 0.94692 | 0 | 6.1298
2025-07-09 09:00 | 0.40889 | 57.0069 | -82.9289 | 41.4541 | 0.38487 | 1.224 | 0.38497 | 0.38497 | 0.38497 | 317.9368 | 0 | 0 | 0 | 1.224 | 0.40523 | 0.38497 | 0 | 0 | 4.0811 | 5.5236 | 0.81873 | 0 | 0.81873 | 16.1153 | 70.0104 | 0 | 0.76557 | 0.76557 | 0.091207 | 0.76557 | 0 | 0.42347 | 0.97917 | 0 | 6.7476
2025-07-09 10:00 | 0.55892 | 69.4084 | -68.8431 | 30.2526 | 0.52881 | 1.6817 | 0.38114 | 0.38114 | 0.38114 | 441.232 | 0 | 0 | 0 | 1.6817 | 0.4012 | 0.38114 | 0 | 0 | 3.5896 | 6.0061 | 1.2805 | 0 | 1.2805 | 17.2606 | 74.986 | 0 | 0.75795 | 0.75795 | 0.090299 | 0.75795 | 0 | 0.41925 | 1.3454 | 0 | 7.6878
2025-07-09 11:00 | 0.46088 | 79.5287 | -30.8688 | 23.1803 | 0.43656 | 1.3883 | 0.25064 | 0.25064 | 0.25064 | 553.9294 | 0 | 0 | 0 | 1.3883 | 0.26383 | 0.25064 | 0 | 0 | 2.8138 | 6.0061 | 1.1245 | 0 | 1.1245 | 18.2664 | 79.3555 | 0 | 0.49843 | 0.49843 | 0.059381 | 0.49843 | 0 | 0.2757 | 1.1107 | 0 | 7.3945
2025-07-09 12:00 | 0.57542 | 77.7477 | 44.1652 | 24.2054 | 0.54637 | 1.7375 | 0.96 | 0.96 | 0.96 | 180.9926 | 0 | 0 | 0 | 1.7375 | 1.0105 | 0.96 | 0 | 0 | 2.2276 | 6.0061 | 0.72701 | 0 | 0.72701 | 18.9166 | 82.1805 | 0 | 1.9078 | 1.9078 | 0.22729 | 1.9078 | 0 | 1.056 | 1.39 | 0 | 7.7437
2025-07-09 13:00 | 0.44677 | 66.6582 | 72.9923 | 32.5701 | 0.42222 | 1.3427 | 0.62343 | 0.62343 | 0.62343 | 215.3793 | 0 | 0 | 0 | 1.3427 | 0.65624 | 0.62343 | 0 | 0 | 1.9414 | 6.0061 | 0.6865 | 0 | 0.6865 | 19.5307 | 84.848 | 0 | 1.2389 | 1.2389 | 0.1476 | 1.2389 | 0 | 0.68577 | 1.0742 | 0 | 7.3489
2025-07-09 14:00 | 0.29028 | 54.1132 | 85.1596 | 44.2785 | 0.27353 | 0.86988 | 0.55731 | 0.55731 | 0.55731 | 156.0851 | 0 | 0 | 0 | 0.86988 | 0.58664 | 0.55731 | 0 | 0 | 1.6415 | 6.0061 | 0.28324 | 0 | 0.28324 | 19.784 | 85.9486 | 0 | 1.1075 | 1.1075 | 0.13195 | 1.1075 | 0 | 0.61304 | 0.6959 | 0 | 6.876
2025-07-09 15:00 | 0.15071 | 41.3486 | 93.248 | 57.2902 | 0.14183 | 0.45106 | 0.65581 | 0.65581 | 0.65581 | 68.7794 | 0 | 0 | 0 | 0.45106 | 0.69032 | 0.65581 | 0 | 0 | 1.6074 | 6.0061 | 0 | 0.23926 | -0.23926 | 19.5165 | 84.7865 | 0 | 1.3033 | 1.3033 | 0.15527 | 1.3033 | 0 | 0.72139 | 0.36085 | 0 | 6.4572
2025-07-09 16:00 | 0.20653 | 28.668 | 100.0972 | 70.8534 | 0.19056 | 0.606 | 0.52514 | 0.52514 | 0.52514 | 115.3969 | 0 | 0 | 0 | 0.606 | 0.55278 | 0.52514 | 0 | 0 | 1.931 | 6.0061 | 0.053217 | 0 | 0.053217 | 19.5641 | 84.9932 | 0 | 1.0436 | 1.0436 | 0.12433 | 1.0436 | 0 | 0.57766 | 0.4848 | 0 | 6.6121
2025-07-09 17:00 | 0.11702 | 16.2476 | 106.7592 | 84.6502 | 0.10486 | 0.33348 | 0.60456 | 0.60456 | 0.60456 | 55.1605 | 0 | 0 | 0 | 0.33348 | 0.63637 | 0.60456 | 0 | 0 | 1.9035 | 6.0061 | 0 | 0.3029 | -0.3029 | 19.2254 | 83.522 | 0 | 1.2014 | 1.2014 | 0.14313 | 1.2014 | 0 | 0.66501 | 0.26678 | 0 | 6.3396
2025-07-09 18:00 | 0.021489 | 4.2687 | 113.8467 | 98.5035 | 0.019811 | 0.063002 | 0.74645 | 0.74645 | 0.74645 | 8.4402 | 0 | 1.1102e-16 | 0 | 0.063002 | 0.78574 | 0.74645 | 0 | 0 | 2.1864 | 6.0061 | 0 | 0.72274 | -0.72274 | 18.4174 | 80.0116 | 0 | 1.4834 | 1.4834 | 0.17673 | 1.4834 | 0 | 0.8211 | 0.050402 | 0 | 6.0692
2025-07-09 19:00 | 0 | 0 | 121.8834 | 90 | 0 | 0 | 0.7181 | 0.7181 | 0.7181 | 0 | 0 | 1.1102e-16 | 0 | 0 | 0.75589 | 0.7181 | 0 | 0 | 2.7929 | 6.0061 | 0 | 0.75589 | -0.75589 | 17.5723 | 76.3401 | 0 | 1.4271 | 1.4271 | 0.17002 | 1.4271 | 0 | 0.78991 | 0 | 0 | 6.0061
2025-07-09 20:00 | 0 | 0 | 131.4244 | 90 | 0 | 0 | 0.93537 | 0.93537 | 0.93537 | 0 | 0 | 1.1102e-16 | 0 | 0 | 0.9846 | 0.93537 | 0 | 0 | 3.341 | 6.0061 | 0 | 0.9846 | -0.9846 | 16.4715 | 71.5577 | 0 | 1.8589 | 1.8589 | 0.22146 | 1.8589 | 0 | 1.0289 | 0 | 0 | 6.0061
2025-07-09 21:00 | 0 | 0 | 143.0495 | 90 | 0 | 0 | 0.671 | 0.671 | 0.671 | 0 | 0 | 1.1102e-16 | 0 | 0 | 0.70632 | 0.671 | 0 | 0 | 4.0506 | 6.0061 | 0 | 0.70632 | -0.70632 | 15.6818 | 68.1271 | 0 | 1.3335 | 1.3335 | 0.15887 | 1.3335 | 0 | 0.7381 | 0 | 0 | 6.0061
2025-07-09 22:00 | 0 | 0 | 157.1487 | 90 | 0 | 0 | 0.57265 | 0.57265 | 0.57265 | 0 | 0 | 1.1102e-16 | 0 | 0 | 0.60279 | 0.57265 | 0 | 0 | 4.4563 | 5.7909 | 0 | 0.60279 | -0.60279 | 15.0078 | 65.1993 | 0 | 1.138 | 1.138 | 0.13558 | 1.138 | 0 | 0.62991 | 0 | 0 | 5.7909
2025-07-09 23:00 | 0 | 0 | 173.4119 | 90 | 0 | 0 | 0.72752 | 0.72752 | 0.72752 | 0 | 0 | 1.1102e-16 | 0 | 0 | 0.76581 | 0.72752 | 0 | 0 | 4.7882 | 5.1881 | 0 | 0.76581 | -0.76581 | 14.1516 | 61.4796 | 0 | 1.4458 | 1.4458 | 0.17225 | 1.4458 | 0 | 0.80027 | 0 | 0 | 5.1881
2025-07-10 | 0 | 0 | -169.5968 | 90 | 0 | 0 | 0.22057 | 0.22057 | 0.22057 | 0 | 0 | 2.7756e-17 | 0 | 0 | 0.23218 | 0.22057 | 0 | 0 | 5.143 | 4.4223 | 0 | 0.23218 | -0.23218 | 13.892 | 60.3519 | 0 | 0.43864 | 0.43864 | 0.052258 | 0.43864 | 0 | 0.24263 | 0 | 0 | 4.4223
2025-07-10 01:00 | 0 | 0 | -153.7041 | 90 | 0 | 0 | 0.38218 | 0.38218 | 0.38218 | 0 | 0 | 0 | 0 | 0 | 0.40229 | 0.38218 | 0 | 0 | 5.143 | 4.1901 | 0 | 0.40229 | -0.40229 | 13.4423 | 58.3979 | 0 | 0.76002 | 0.76002 | 0.090546 | 0.76002 | 0 | 0.4204 | 0 | 0 | 4.1901
2025-07-10 02:00 | 0 | 0 | -140.1493 | 90 | 0 | 0 | 0.29836 | 0.29836 | 0.29836 | 0 | 0 | 0 | 0 | 0 | 0.31407 | 0.29836 | 0 | 0 | 5.143 | 3.7878 | 0 | 0.31407 | -0.31407 | 13.0911 | 56.8724 | 0 | 0.59334 | 0.59334 | 0.070688 | 0.59334 | 0 | 0.3282 | 0 | 0 | 3.7878
2025-07-10 03:00 | 0 | 0 | -129.0287 | 90 | 0 | 0 | 0.31563 | 0.31563 | 0.31563 | 0 | 0 | 0 | 0 | 0 | 0.33224 | 0.31563 | 0 | 0 | 5.143 | 3.4737 | 0 | 0.33224 | -0.33224 | 12.7197 | 55.2587 | 0 | 0.62767 | 0.62767 | 0.074779 | 0.62767 | 0 | 0.34719 | 0 | 0 | 3.4737
2025-07-10 04:00 | 0.00061685 | 0 | -119.8702 | 90 | 0 | 0 | 0.4435 | 0.4435 | 0.4435 | 0 | 0 | 5.5511e-17 | 0 | 0 | 0.46684 | 0.4435 | 0 | 0 | 5.143 | 3.1415 | 0 | 0.46684 | -0.46684 | 12.1977 | 52.9912 | 0 | 0.88196 | 0.88196 | 0.10507 | 0.88196 | 0 | 0.48785 | 0 | 0 | 3.1415
2025-07-10 05:00 | 0.11743 | 6.8526 | -112.0865 | 95.394 | 0.01009 | 0.032087 | 0.25485 | 0.25485 | 0.25485 | 12.5906 | 0 | 5.5511e-17 | 0 | 0.032087 | 0.26827 | 0.25485 | 0 | 0 | 5.143 | 2.6747 | 0 | 0.23618 | -0.23618 | 11.9337 | 51.8441 | 0 | 0.50681 | 0.50681 | 0.06038 | 0.50681 | 0 | 0.28034 | 0.02567 | 0 | 2.7068
2025-07-10 06:00 | 0.2735 | 18.9565 | -105.1313 | 81.5288 | 0.15643 | 0.49747 | 0.41912 | 0.41912 | 0.41912 | 118.6945 | 0 | 0 | 0 | 0.49747 | 0.44118 | 0.41912 | 0 | 0 | 5.143 | 2.4385 | 0.056294 | 0 | 0.056294 | 11.984 | 52.0628 | 0 | 0.83348 | 0.83348 | 0.099298 | 0.83348 | 0 | 0.46103 | 0.39798 | 0 | 2.936
2025-07-10 07:00 | 0.50006 | 31.4553 | -98.4729 | 67.7537 | 0.37982 | 1.2079 | 0.30788 | 0.30788 | 0.30788 | 392.3277 | 0 | 0 | 0 | 1.2079 | 0.32408 | 0.30788 | 0 | 0 | 5.143 | 2.4835 | 0.88381 | 0 | 0.88381 | 12.7745 | 55.497 | 0 | 0.61226 | 0.61226 | 0.072942 | 0.61226 | 0 | 0.33867 | 0.96631 | 0 | 3.6914
2025-07-10 08:00 | 0.53893 | 44.1742 | -91.44 | 54.2632 | 0.4775 | 1.5185 | 0.38936 | 0.38936 | 0.38936 | 390.0061 | 0 | 0 | 0 | 1.5185 | 0.40985 | 0.38936 | 0 | 0 | 5.143 | 3.1906 | 1.1087 | 0 | 1.1087 | 13.7661 | 59.805 | 0 | 0.77429 | 0.77429 | 0.092247 | 0.77429 | 0 | 0.42829 | 1.2148 | 0 | 4.7091
2025-07-10 09:00 | 0.77733 | 56.9241 | -82.7593 | 41.4327 | 0.71118 | 2.2617 | 0.23692 | 0.23692 | 0.23692 | 954.6094 | 0 | 0 | 0 | 2.2617 | 0.24939 | 0.23692 | 0 | 0 | 4.8341 | 4.0775 | 2.0123 | 0 | 2.0123 | 15.566 | 67.6241 | 0 | 0.47115 | 0.47115 | 0.056132 | 0.47115 | 0 | 0.26061 | 1.8093 | 0 | 6.3392
2025-07-10 10:00 | 0.79466 | 69.315 | -68.611 | 30.1959 | 0.74876 | 2.3812 | 0.20402 | 0.20402 | 0.20402 | 1167.127 | 0 | 0 | 0 | 2.3812 | 0.21476 | 0.20402 | 0 | 0 | 3.569 | 5.6873 | 2.1664 | 0 | 2.1664 | 17.5037 | 76.0422 | 0 | 0.40572 | 0.40572 | 0.048337 | 0.40572 | 0 | 0.22442 | 1.9049 | 0 | 8.0685
2025-07-10 11:00 | 0.90229 | 79.4065 | -30.7484 | 23.076 | 0.85859 | 2.7305 | 0.31416 | 0.31416 | 0.31416 | 869.126 | 0.058619 | 0 | 0 | 2.7305 | 0.3307 | 0.31416 | 0 | 0 | 2.3412 | 6.0061 | 2.3412 | 0 | 2.3412 | 19.5977 | 85.1392 | 0 | 0.62476 | 0.62476 | 0.074432 | 0.62476 | 0 | 0.34558 | 2.1844 | 0 | 8.7366
2025-07-10 12:00 | 0.84597 | 77.6813 | 43.6722 | 24.0818 | 0.8042 | 2.5575 | 0.63914 | 0.63914 | 0.63914 | 400.1435 | 0.81302 | 0 | 0 | 2.5575 | 0.67278 | 0.63914 | 0 | 0 | 1.0717 | 6.0061 | 1.0717 | 0 | 1.0717 | 20.5562 | 89.3035 | 0 | 1.2702 | 1.2702 | 0.15132 | 1.2702 | 0 | 0.70306 | 2.046 | 0 | 8.5636
2025-07-10 13:00 | 1.0205 | 66.6359 | 72.6842 | 32.4644 | 0.95429 | 3.0348 | 0.49547 | 0.49547 | 0.49547 | 612.5143 | 1.7419 | 0 | 0 | 3.0348 | 0.52154 | 0.49547 | 0 | 0 | 0.77138 | 6.0061 | 0.77138 | 0 | 0.77138 | 21.2462 | 92.3009 | 0 | 0.98465 | 0.98465 | 0.11731 | 0.98465 | 0 | 0.54501 | 2.4278 | 0 | 9.041
2025-07-10 14:00 | 0.90613 | 54.1014 | 84.9488 | 44.1938 | 0.81802 | 2.6014 | 0.55318 | 0.55318 | 0.55318 | 470.2646 | 1.4639 | 0 | 0 | 2.6014 | 0.5823 | 0.55318 | 0 | 0 | 0.55523 | 6.0061 | 0.55523 | 0 | 0.55523 | 21.7428 | 94.4583 | 0 | 1.0993 | 1.0993 | 0.13097 | 1.0993 | 0 | 0.6085 | 2.0811 | 0 | 8.6076
2025-07-10 15:00 | 0.63203 | 41.3374 | 93.0833 | 57.222 | 0.53438 | 1.6994 | 0.60201 | 0.60201 | 0.60201 | 282.291 | 0.66608 | 0 | 0 | 1.6994 | 0.63369 | 0.60201 | 0 | 0 | 0.39964 | 6.0061 | 0.39964 | 0 | 0.39964 | 22.1002 | 96.0112 | 0 | 1.1964 | 1.1964 | 0.14253 | 1.1964 | 0 | 0.66221 | 1.3595 | 0 | 7.7056
2025-07-10 16:00 | 0.44316 | 28.653 | 99.9568 | 70.7986 | 0.32359 | 1.0291 | 0.71098 | 0.71098 | 0.71098 | 144.7398 | 0 | 0 | 0 | 1.0291 | 0.7484 | 0.71098 | 0 | 0 | 0.28765 | 6.0061 | 0.28067 | 0 | 0.28067 | 22.3513 | 97.1018 | 0 | 1.4129 | 1.4129 | 0.16833 | 1.4129 | 0 | 0.78207 | 0.82325 | 0 | 7.0352
2025-07-10 17:00 | 0.16863 | 16.2259 | 106.6319 | 84.6074 | 0.1257 | 0.39976 | 0.61069 | 0.61069 | 0.61069 | 65.4609 | 0 | 0 | 0 | 0.39976 | 0.64283 | 0.61069 | 0 | 0 | 0.21206 | 6.0061 | 0 | 0.24307 | -0.24307 | 22.0795 | 95.9212 | 0 | 1.2136 | 1.2136 | 0.14459 | 1.2136 | 0 | 0.67176 | 0.31981 | 0 | 6.4059
2025-07-10 18:00 | 0.037199 | 4.2374 | 113.7262 | 98.4726 | 0.02976 | 0.094643 | 0.74756 | 0.74756 | 0.74756 | 12.6603 | 0 | 0 | 0 | 0.094643 | 0.78691 | 0.74756 | 0 | 0 | 0.51977 | 6.0061 | 0 | 0.69227 | -0.69227 | 21.3056 | 92.5588 | 0 | 1.4856 | 1.4856 | 0.17699 | 1.4856 | 0 | 0.82232 | 0.075715 | 0 | 6.1008
2025-07-10 19:00 | 0 | 0 | 121.7663 | 90 | 0 | 0 | 0.52992 | 0.52992 | 0.52992 | 0 | 0 | 0 | 0 | 0 | 0.55781 | 0.52992 | 0 | 0 | 1.1424 | 6.0061 | 0 | 0.55781 | -0.55781 | 20.6819 | 89.8495 | 0 | 1.0531 | 1.0531 | 0.12546 | 1.0531 | 0 | 0.58291 | 0 | 0 | 6.0061
2025-07-10 20:00 | 0 | 0 | 131.3099 | 90 | 0 | 0 | 0.63855 | 0.63855 | 0.63855 | 0 | 0 | 1.1102e-16 | 0 | 0 | 0.67216 | 0.63855 | 0 | 0 | 1.5366 | 6.0061 | 0 | 0.67216 | -0.67216 | 19.9304 | 86.5847 | 0 | 1.269 | 1.269 | 0.15118 | 1.269 | 0 | 0.7024 | 0 | 0 | 6.0061
2025-07-10 21:00 | 0 | 0 | 142.9412 | 90 | 0 | 0 | 0.59396 | 0.59396 | 0.59396 | 0 | 0 | 1.1102e-16 | 0 | 0 | 0.62522 | 0.59396 | 0 | 0 | 2.007 | 6.0061 | 0 | 0.62522 | -0.62522 | 19.2314 | 83.5479 | 0 | 1.1804 | 1.1804 | 0.14063 | 1.1804 | 0 | 0.65335 | 0 | 0 | 6.0061
2025-07-10 22:00 | 0 | 0 | 157.0563 | 90 | 0 | 0 | 0.51627 | 0.51627 | 0.51627 | 0 | 0 | 0 | 0 | 0 | 0.54344 | 0.51627 | 0 | 0 | 2.406 | 6.0061 | 0 | 0.54344 | -0.54344 | 18.6238 | 80.9084 | 0 | 1.026 | 1.026 | 0.12223 | 1.026 | 0 | 0.5679 | 0 | 0 | 6.0061
2025-07-10 23:00 | 0 | 0 | 173.3497 | 90 | 0 | 0 | 0.61005 | 0.61005 | 0.61005 | 0 | 0 | 1.1102e-16 | 0 | 0 | 0.64216 | 0.61005 | 0 | 0 | 2.7262 | 6.0061 | 0 | 0.64216 | -0.64216 | 17.9059 | 77.7893 | 0 | 1.2124 | 1.2124 | 0.14444 | 1.2124 | 0 | 0.67105 | 0 | 0 | 6.0061
2025-07-11 | 0 | 0 | -169.616 | 90 | 0 | 0 | 0.35858 | 0.35858 | 0.35858 | 0 | 0 | 5.5511e-17 | 0 | 0 | 0.37745 | 0.35858 | 0 | 0 | 3.1451 | 6.0061 | 0 | 0.37745 | -0.37745 | 17.4839 | 75.956 | 0 | 0.71309 | 0.71309 | 0.084954 | 0.71309 | 0 | 0.39444 | 0 | 0 | 6.0061
2025-07-11 01:00 | 0 | 0 | -153.6839 | 90 | 0 | 0 | 0.37964 | 0.37964 | 0.37964 | 0 | 0 | 5.5511e-17 | 0 | 0 | 0.39962 | 0.37964 | 0 | 0 | 3.3159 | 6.0061 | 0 | 0.39962 | -0.39962 | 17.0371 | 74.015 | 0 | 0.75497 | 0.75497 | 0.089945 | 0.75497 | 0 | 0.41761 | 0 | 0 | 6.0061
2025-07-11 02:00 | 0 | 0 | -140.1011 | 90 | 0 | 0 | 0.41704 | 0.41704 | 0.41704 | 0 | 0 | 5.5511e-17 | 0 | 0 | 0.43899 | 0.41704 | 0 | 0 | 3.5426 | 6.0061 | 0 | 0.43899 | -0.43899 | 16.5463 | 71.8828 | 0 | 0.82934 | 0.82934 | 0.098804 | 0.82934 | 0 | 0.45874 | 0 | 0 | 6.0061
2025-07-11 03:00 | 0 | 0 | -128.9629 | 90 | 0 | 0 | 0.29076 | 0.29076 | 0.29076 | 0 | 0 | 5.5511e-17 | 0 | 0 | 0.30606 | 0.29076 | 0 | 0 | 3.8171 | 6.0061 | 0 | 0.30606 | -0.30606 | 16.2041 | 70.3962 | 0 | 0.57821 | 0.57821 | 0.068886 | 0.57821 | 0 | 0.31983 | 0 | 0 | 6.0061
2025-07-11 04:00 | 0.00039282 | 0 | -119.7925 | 90 | 0 | 0 | 0.43136 | 0.43136 | 0.43136 | 0 | 0 | 5.5511e-17 | 0 | 0 | 0.45406 | 0.43136 | 0 | 0 | 3.9717 | 6.0061 | 0 | 0.45406 | -0.45406 | 15.6964 | 68.1908 | 0 | 0.85782 | 0.85782 | 0.1022 | 0.85782 | 0 | 0.4745 | 0 | 0 | 6.0061
2025-07-11 05:00 | 0.11487 | 6.7561 | -111.9987 | 95.4356 | 0.010323 | 0.03283 | 0.38824 | 0.38824 | 0.38824 | 8.4559 | 0 | 5.5511e-17 | 0 | 0.03283 | 0.40868 | 0.38824 | 0 | 0 | 4.2792 | 5.804 | 0 | 0.37585 | -0.37585 | 15.2762 | 66.3652 | 0 | 0.77208 | 0.77208 | 0.091983 | 0.77208 | 0 | 0.42707 | 0.026264 | 0 | 5.8368
2025-07-11 06:00 | 0.33066 | 18.8666 | -105.0319 | 81.558 | 0.16472 | 0.52382 | 0.38088 | 0.38088 | 0.38088 | 137.5315 | 0 | 0 | 0 | 0.52382 | 0.40092 | 0.38088 | 0 | 0 | 4.5026 | 5.4281 | 0.1229 | 0 | 0.1229 | 15.3861 | 66.8428 | 0 | 0.75743 | 0.75743 | 0.090237 | 0.75743 | 0 | 0.41896 | 0.41906 | 0 | 5.952
2025-07-11 07:00 | 0.54574 | 31.3702 | -98.3576 | 67.7691 | 0.41128 | 1.308 | 0.47522 | 0.47522 | 0.47522 | 275.2323 | 0 | 0 | 0 | 1.308 | 0.50023 | 0.47522 | 0 | 0 | 4.3067 | 5.5265 | 0.80772 | 0 | 0.80772 | 16.1086 | 69.9814 | 0 | 0.94504 | 0.94504 | 0.11259 | 0.94504 | 0 | 0.52274 | 1.0464 | 0 | 6.8344
2025-07-11 08:00 | 0.60125 | 44.0915 | -91.3001 | 54.2616 | 0.52475 | 1.6688 | 0.36803 | 0.36803 | 0.36803 | 453.4366 | 0 | 0 | 0 | 1.6688 | 0.3874 | 0.36803 | 0 | 0 | 3.6951 | 6.0061 | 1.2814 | 0 | 1.2814 | 17.2547 | 74.9605 | 0 | 0.73189 | 0.73189 | 0.087195 | 0.73189 | 0 | 0.40484 | 1.335 | 0 | 7.6749
2025-07-11 09:00 | 0.8792 | 56.8396 | -82.5783 | 41.4073 | 0.80306 | 2.5539 | 0.41183 | 0.41183 | 0.41183 | 620.1187 | 0 | 0 | 0 | 2.5539 | 0.43351 | 0.41183 | 0 | 0 | 2.8614 | 6.0061 | 2.1203 | 0 | 2.1203 | 19.1512 | 83.1995 | 0 | 0.81899 | 0.81899 | 0.097572 | 0.81899 | 0 | 0.45302 | 2.0431 | 0 | 8.56
2025-07-11 10:00 | 1.0418 | 69.2191 | -68.3629 | 30.134 | 0.9801 | 3.1169 | 0.34056 | 0.34056 | 0.34056 | 915.2318 | 1.2227 | 0 | 0 | 3.1169 | 0.35848 | 0.34056 | 0 | 0 | 1.5357 | 6.0061 | 1.5357 | 0 | 1.5357 | 20.5248 | 89.1668 | 0 | 0.67725 | 0.67725 | 0.080685 | 0.67725 | 0 | 0.37461 | 2.4935 | 0 | 9.123
2025-07-11 11:00 | 1.0379 | 79.2791 | -30.6074 | 22.9652 | 0.98837 | 3.1432 | 0.43402 | 0.43402 | 0.43402 | 724.2056 | 1.9051 | 0 | 0 | 3.1432 | 0.45686 | 0.43402 | 0 | 0 | 0.78125 | 6.0061 | 0.78125 | 0 | 0.78125 | 21.2235 | 92.2025 | 0 | 0.86311 | 0.86311 | 0.10283 | 0.86311 | 0 | 0.47742 | 2.5146 | 0 | 9.1494
2025-07-11 12:00 | 0.99665 | 77.608 | 43.17 | 23.9525 | 0.9478 | 3.0142 | 0.91012 | 0.91012 | 0.91012 | 331.1823 | 1.4938 | 0 | 0 | 3.0142 | 0.95803 | 0.91012 | 0 | 0 | 0.56233 | 6.0061 | 0.56233 | 0 | 0.56233 | 21.7265 | 94.3875 | 0 | 1.8087 | 1.8087 | 0.21548 | 1.8087 | 0 | 1.0011 | 2.4113 | 0 | 9.0203
2025-07-11 13:00 | 0.83067 | 66.6085 | 72.3637 | 32.3557 | 0.77929 | 2.4783 | 0.65546 | 0.65546 | 0.65546 | 378.0949 | 1.3836 | 0 | 0 | 2.4783 | 0.68996 | 0.65546 | 0 | 0 | 0.40475 | 6.0061 | 0.40475 | 0 | 0.40475 | 22.0885 | 95.9602 | 0 | 1.3026 | 1.3026 | 0.15519 | 1.3026 | 0 | 0.72101 | 1.9826 | 0 | 8.4844
2025-07-11 14:00 | 0.66364 | 54.0854 | 84.7287 | 44.1077 | 0.60708 | 1.9306 | 0.76177 | 0.76177 | 0.76177 | 253.4356 | 0.83741 | 0 | 0 | 1.9306 | 0.80187 | 0.76177 | 0 | 0 | 0.29133 | 6.0061 | 0.29133 | 0 | 0.29133 | 22.3491 | 97.0923 | 0 | 1.5139 | 1.5139 | 0.18036 | 1.5139 | 0 | 0.83795 | 1.5445 | 0 | 7.9368
2025-07-11 15:00 | 0.55159 | 41.3222 | 92.9113 | 57.1535 | 0.47589 | 1.5134 | 0.94704 | 0.94704 | 0.94704 | 159.8045 | 0.30684 | 0 | 0 | 1.5134 | 0.99689 | 0.94704 | 0 | 0 | 0.20969 | 6.0061 | 0.20969 | 0 | 0.20969 | 22.5366 | 97.9071 | 0 | 1.8821 | 1.8821 | 0.22422 | 1.8821 | 0 | 1.0417 | 1.2107 | 0 | 7.5196
2025-07-11 16:00 | 0.36048 | 28.6338 | 99.8102 | 70.7443 | 0.28642 | 0.91088 | 0.77734 | 0.77734 | 0.77734 | 117.1795 | 0 | 0 | 0 | 0.91088 | 0.81825 | 0.77734 | 0 | 0 | 0.15093 | 6.0061 | 0.09263 | 0 | 0.09263 | 22.6195 | 98.267 | 0 | 1.5448 | 1.5448 | 0.18404 | 1.5448 | 0 | 0.85507 | 0.7287 | 0 | 6.917
2025-07-11 17:00 | 0.22626 | 16.1997 | 106.4992 | 84.5658 | 0.11565 | 0.3678 | 0.89873 | 0.89873 | 0.89873 | 40.924 | 0 | 1.1102e-16 | 0 | 0.3678 | 0.94603 | 0.89873 | 0 | 0 | 0.15048 | 6.0061 | 0 | 0.57824 | -0.57824 | 21.973 | 95.4584 | 0 | 1.7861 | 1.7861 | 0.21278 | 1.7861 | 0 | 0.9886 | 0.29424 | 0 | 6.3739
2025-07-11 18:00 | 0.065317 | 4.2014 | 113.6009 | 98.4434 | 0.012138 | 0.0386 | 0.7664 | 0.7664 | 0.7664 | 5.0365 | 0 | 0 | 0 | 0.0386 | 0.80673 | 0.7664 | 0 | 0 | 0.70945 | 6.0061 | 0 | 0.76813 | -0.76813 | 21.1142 | 91.7275 | 0 | 1.5231 | 1.5231 | 0.18145 | 1.5231 | 0 | 0.84304 | 0.03088 | 0 | 6.0447
2025-07-11 19:00 | 0 | 0 | 121.6447 | 90 | 0 | 0 | 0.60585 | 0.60585 | 0.60585 | 0 | 0 | 1.1102e-16 | 0 | 0 | 0.63774 | 0.60585 | 0 | 0 | 1.3268 | 6.0061 | 0 | 0.63774 | -0.63774 | 20.4012 | 88.6299 | 0 | 1.204 | 1.204 | 0.14344 | 1.204 | 0 | 0.66643 | 0 | 0 | 6.0061
2025-07-11 20:00 | 0 | 0 | 131.1916 | 90 | 0 | 0 | 0.83169 | 0.83169 | 0.83169 | 0 | 0 | 0 | 0 | 0 | 0.87546 | 0.83169 | 0 | 0 | 1.7489 | 6.0061 | 0 | 0.87546 | -0.87546 | 19.4224 | 84.3777 | 0 | 1.6528 | 1.6528 | 0.19691 | 1.6528 | 0 | 0.91486 | 0 | 0 | 6.0061
2025-07-11 21:00 | 0 | 0 | 142.8299 | 90 | 0 | 0 | 0.55602 | 0.55602 | 0.55602 | 0 | 0 | 1.1102e-16 | 0 | 0 | 0.58528 | 0.55602 | 0 | 0 | 2.3701 | 6.0061 | 0 | 0.58528 | -0.58528 | 18.768 | 81.5349 | 0 | 1.105 | 1.105 | 0.13164 | 1.105 | 0 | 0.61162 | 0 | 0 | 6.0061
2025-07-11 22:00 | 0 | 0 | 156.9623 | 90 | 0 | 0 | 0.67708 | 0.67708 | 0.67708 | 0 | 0 | 0 | 0 | 0 | 0.71271 | 0.67708 | 0 | 0 | 2.6882 | 6.0061 | 0 | 0.71271 | -0.71271 | 17.9712 | 78.0732 | 0 | 1.3456 | 1.3456 | 0.16031 | 1.3456 | 0 | 0.74479 | 0 | 0 | 6.0061
2025-07-11 23:00 | 0 | 0 | 173.288 | 90 | 0 | 0 | 0.80303 | 0.80303 | 0.80303 | 0 | 0 | 1.1102e-16 | 0 | 0 | 0.8453 | 0.80303 | 0 | 0 | 3.1466 | 6.0061 | 0 | 0.8453 | -0.8453 | 17.0261 | 73.9674 | 0 | 1.5959 | 1.5959 | 0.19013 | 1.5959 | 0 | 0.88333 | 0 | 0 | 6.0061
2025-07-12 | 0 | 0 | -169.6321 | 90 | 0 | 0 | 0.37631 | 0.37631 | 0.37631 | 0 | 0 | 5.5511e-17 | 0 | 0 | 0.39611 | 0.37631 | 0 | 0 | 3.7157 | 6.0061 | 0 | 0.39611 | -0.39611 | 16.5833 | 72.0435 | 0 | 0.74834 | 0.74834 | 0.089155 | 0.74834 | 0 | 0.41394 | 0 | 0 | 6.0061
2025-07-12 01:00 | 0 | 0 | -153.6589 | 90 | 0 | 0 | 0.39005 | 0.39005 | 0.39005 | 0 | 0 | 5.5511e-17 | 0 | 0 | 0.41058 | 0.39005 | 0 | 0 | 3.8577 | 6.0061 | 0 | 0.41058 | -0.41058 | 16.1242 | 70.0493 | 0 | 0.77567 | 0.77567 | 0.09241 | 0.77567 | 0 | 0.42905 | 0 | 0 | 6.0061
2025-07-12 02:00 | 0 | 0 | -140.0473 | 90 | 0 | 0 | 0.24401 | 0.24401 | 0.24401 | 0 | 0 | 5.5511e-17 | 0 | 0 | 0.25685 | 0.24401 | 0 | 0 | 4.0716 | 6.0061 | 0 | 0.25685 | -0.25685 | 15.837 | 68.8017 | 0 | 0.48525 | 0.48525 | 0.057811 | 0.48525 | 0 | 0.26841 | 0 | 0 | 6.0061
2025-07-12 03:00 | 0 | 0 | -128.8911 | 90 | 0 | 0 | 0.3148 | 0.3148 | 0.3148 | 0 | 0 | 5.5511e-17 | 0 | 0 | 0.33136 | 0.3148 | 0 | 0 | 4.1711 | 5.9298 | 0 | 0.33136 | -0.33136 | 15.4666 | 67.1922 | 0 | 0.62602 | 0.62602 | 0.074582 | 0.62602 | 0 | 0.34628 | 0 | 0 | 5.9298
2025-07-12 04:00 | 0.00028562 | 0 | -119.7086 | 90 | 0 | 0 | 0.25693 | 0.25693 | 0.25693 | 0 | 0 | 5.5511e-17 | 0 | 0 | 0.27045 | 0.25693 | 0 | 0 | 4.3714 | 5.5984 | 0 | 0.27045 | -0.27045 | 15.1642 | 65.8786 | 0 | 0.51095 | 0.51095 | 0.060872 | 0.51095 | 0 | 0.28262 | 0 | 0 | 5.5984
2025-07-12 05:00 | 0.090446 | 6.6574 | -111.9045 | 95.4761 | 0.028378 | 0.090247 | 0.24123 | 0.24123 | 0.24123 | 37.4111 | 0 | 2.7756e-17 | 0 | 0.090247 | 0.25393 | 0.24123 | 0 | 0 | 4.5204 | 5.328 | 0 | 0.16368 | -0.16368 | 14.9812 | 65.0836 | 0 | 0.47972 | 0.47972 | 0.057152 | 0.47972 | 0 | 0.26535 | 0.072198 | 0 | 5.4182
2025-07-12 06:00 | 0.24143 | 18.7749 | -104.9258 | 81.5853 | 0.15656 | 0.4979 | 0.32931 | 0.32931 | 0.32931 | 151.1947 | 0 | 0 | 0 | 0.4979 | 0.34664 | 0.32931 | 0 | 0 | 4.5846 | 5.1643 | 0.15126 | 0 | 0.15126 | 15.1165 | 65.6713 | 0 | 0.65489 | 0.65489 | 0.078021 | 0.65489 | 0 | 0.36224 | 0.39832 | 0 | 5.6622
2025-07-12 07:00 | 0.49538 | 31.2836 | -98.2349 | 67.7821 | 0.37779 | 1.2014 | 0.29096 | 0.29096 | 0.29096 | 412.9199 | 0 | 0 | 0 | 1.2014 | 0.30628 | 0.29096 | 0 | 0 | 4.4146 | 5.2853 | 0.89517 | 0 | 0.89517 | 15.9171 | 69.1497 | 0 | 0.57862 | 0.57862 | 0.068935 | 0.57862 | 0 | 0.32006 | 0.96116 | 0 | 6.4867
2025-07-12 08:00 | 0.65012 | 44.0073 | -91.1514 | 54.2569 | 0.56322 | 1.7911 | 0.44407 | 0.44407 | 0.44407 | 403.3456 | 0 | 0 | 0 | 1.7911 | 0.46744 | 0.44407 | 0 | 0 | 3.764 | 6.0014 | 1.3237 | 0 | 1.3237 | 17.1011 | 74.2931 | 0 | 0.8831 | 0.8831 | 0.10521 | 0.8831 | 0 | 0.48848 | 1.4329 | 0 | 7.7925
2025-07-12 09:00 | 0.82259 | 56.7534 | -82.3861 | 41.3779 | 0.75305 | 2.3948 | 0.20741 | 0.20741 | 0.20741 | 1154.652 | 0 | 0 | 0 | 2.3948 | 0.21832 | 0.20741 | 0 | 0 | 2.9212 | 6.0061 | 2.1765 | 0 | 2.1765 | 19.0478 | 82.7504 | 0 | 0.41246 | 0.41246 | 0.049139 | 0.41246 | 0 | 0.22815 | 1.9159 | 0 | 8.401
2025-07-12 10:00 | 0.92729 | 69.1206 | -68.0992 | 30.0668 | 0.87377 | 2.7788 | 0.44859 | 0.44859 | 0.44859 | 619.4444 | 0.73689 | 0 | 0 | 2.7788 | 0.4722 | 0.44859 | 0 | 0 | 1.5697 | 6.0061 | 1.5697 | 0 | 1.5697 | 20.4518 | 88.8496 | 0 | 0.89208 | 0.89208 | 0.10628 | 0.89208 | 0 | 0.49345 | 2.223 | 0 | 8.7849
2025-07-12 11:00 | 1.0441 | 79.1465 | -30.4467 | 22.8479 | 0.99552 | 3.1659 | 0.2842 | 0.2842 | 0.2842 | 1113.992 | 2.0627 | 0 | 0 | 3.1659 | 0.29916 | 0.2842 | 0 | 0 | 0.80412 | 6.0061 | 0.80412 | 0 | 0.80412 | 21.171 | 91.9742 | 0 | 0.56517 | 0.56517 | 0.067332 | 0.56517 | 0 | 0.31262 | 2.5328 | 0 | 9.1721
2025-07-12 12:00 | 1.0973 | 77.5278 | 42.6599 | 23.8178 | 1.0447 | 3.3223 | 0.54793 | 0.54793 | 0.54793 | 606.3326 | 2.1667 | 0 | 0 | 3.3223 | 0.57677 | 0.54793 | 0 | 0 | 0.57879 | 6.0061 | 0.57879 | 0 | 0.57879 | 21.6887 | 94.2232 | 0 | 1.0889 | 1.0889 | 0.12973 | 1.0889 | 0 | 0.60273 | 2.6578 | 0 | 9.3284
2025-07-12 13:00 | 0.96071 | 66.5761 | 72.0312 | 32.244 | 0.90094 | 2.8651 | 0.65911 | 0.65911 | 0.65911 | 434.7007 | 1.7548 | 0 | 0 | 2.8651 | 0.6938 | 0.65911 | 0 | 0 | 0.4166 | 6.0061 | 0.4166 | 0 | 0.4166 | 22.0613 | 95.842 | 0 | 1.3098 | 1.3098 | 0.15605 | 1.3098 | 0 | 0.72502 | 2.2921 | 0 | 8.8713
2025-07-12 14:00 | 0.70126 | 54.065 | 84.4995 | 44.0203 | 0.63991 | 2.035 | 0.77462 | 0.77462 | 0.77462 | 262.7121 | 0.91978 | 0 | 0 | 2.035 | 0.81539 | 0.77462 | 0 | 0 | 0.29986 | 6.0061 | 0.29986 | 0 | 0.29986 | 22.3295 | 97.0071 | 0 | 1.5394 | 1.5394 | 0.1834 | 1.5394 | 0 | 0.85209 | 1.628 | 0 | 8.0412
2025-07-12 15:00 | 0.7355 | 41.3028 | 92.7321 | 57.0848 | 0.62074 | 1.9741 | 0.60347 | 0.60347 | 0.60347 | 327.119 | 1.123 | 0 | 0 | 1.9741 | 0.63523 | 0.60347 | 0 | 0 | 0.21583 | 6.0061 | 0.21583 | 0 | 0.21583 | 22.5225 | 97.8458 | 0 | 1.1993 | 1.1993 | 0.14288 | 1.1993 | 0 | 0.66381 | 1.5792 | 0 | 7.9802
2025-07-12 16:00 | 0.53392 | 28.6105 | 99.6575 | 70.6906 | 0.38318 | 1.2186 | 0.63666 | 0.63666 | 0.63666 | 191.4025 | 0.39306 | 0 | 0 | 1.2186 | 0.67017 | 0.63666 | 0 | 0 | 0.15535 | 6.0061 | 0.15535 | 0 | 0.15535 | 22.6615 | 98.4495 | 0 | 1.2652 | 1.2652 | 0.15074 | 1.2652 | 0 | 0.70033 | 0.97487 | 0 | 7.2247
2025-07-12 17:00 | 0.24324 | 16.169 | 106.3612 | 84.5253 | 0.11174 | 0.35537 | 0.73905 | 0.73905 | 0.73905 | 48.0843 | 0 | 1.1102e-16 | 0 | 0.35537 | 0.77794 | 0.73905 | 0 | 0 | 0.11182 | 6.0061 | 0 | 0.42258 | -0.42258 | 22.189 | 96.3969 | 0 | 1.4687 | 1.4687 | 0.17498 | 1.4687 | 0 | 0.81295 | 0.28429 | 0 | 6.3615
2025-07-12 18:00 | 0.074689 | 4.1606 | 113.4708 | 98.4161 | 0.0059411 | 0.018894 | 0.72691 | 0.72691 | 0.72691 | 2.5992 | 0 | 1.1102e-16 | 0 | 0.018894 | 0.76516 | 0.72691 | 0 | 0 | 0.53977 | 6.0061 | 0 | 0.74627 | -0.74627 | 21.3547 | 92.7722 | 0 | 1.4446 | 1.4446 | 0.1721 | 1.4446 | 0 | 0.7996 | 0.015115 | 0 | 6.025
2025-07-12 19:00 | 0 | 0 | 121.5189 | 90 | 0 | 0 | 0.43387 | 0.43387 | 0.43387 | 0 | 0 | 5.5511e-17 | 0 | 0 | 0.45671 | 0.43387 | 0 | 0 | 1.1653 | 6.0061 | 0 | 0.45671 | -0.45671 | 20.8441 | 90.5539 | 0 | 0.86223 | 0.86223 | 0.10272 | 0.86223 | 0 | 0.47726 | 0 | 0 | 6.0061
2025-07-12 20:00 | 0 | 0 | 131.0695 | 90 | 0 | 0 | 0.74313 | 0.74313 | 0.74313 | 0 | 0 | 1.1102e-16 | 0 | 0 | 0.78224 | 0.74313 | 0 | 0 | 1.4405 | 6.0061 | 0 | 0.78224 | -0.78224 | 19.9695 | 86.7545 | 0 | 1.4768 | 1.4768 | 0.17594 | 1.4768 | 0 | 0.81744 | 0 | 0 | 6.0061
2025-07-12 21:00 | 0 | 0 | 142.7158 | 90 | 0 | 0 | 0.78412 | 0.78412 | 0.78412 | 0 | 0 | 1.1102e-16 | 0 | 0 | 0.82539 | 0.78412 | 0 | 0 | 2.0129 | 6.0061 | 0 | 0.82539 | -0.82539 | 19.0467 | 82.7455 | 0 | 1.5583 | 1.5583 | 0.18565 | 1.5583 | 0 | 0.86253 | 0 | 0 | 6.0061
2025-07-12 22:00 | 0 | 0 | 156.8669 | 90 | 0 | 0 | 0.79112 | 0.79112 | 0.79112 | 0 | 0 | 1.1102e-16 | 0 | 0 | 0.83275 | 0.79112 | 0 | 0 | 2.5759 | 6.0061 | 0 | 0.83275 | -0.83275 | 18.1156 | 78.7007 | 0 | 1.5722 | 1.5722 | 0.1873 | 1.5722 | 0 | 0.87023 | 0 | 0 | 6.0061
2025-07-12 23:00 | 0 | 0 | 173.2271 | 90 | 0 | 0 | 0.67007 | 0.67007 | 0.67007 | 0 | 0 | 1.1102e-16 | 0 | 0 | 0.70534 | 0.67007 | 0 | 0 | 3.1179 | 6.0061 | 0 | 0.70534 | -0.70534 | 17.327 | 75.2747 | 0 | 1.3316 | 1.3316 | 0.15865 | 1.3316 | 0 | 0.73708 | 0 | 0 | 6.0061
2025-07-13 | 0 | 0 | -169.6451 | 90 | 0 | 0 | 0.3632 | 0.3632 | 0.3632 | 0 | 0 | 5.5511e-17 | 0 | 0 | 0.38231 | 0.3632 | 0 | 0 | 3.5323 | 6.0061 | 0 | 0.38231 | -0.38231 | 16.8996 | 73.4178 | 0 | 0.72227 | 0.72227 | 0.086049 | 0.72227 | 0 | 0.39952 | 0 | 0 | 6.0061
2025-07-13 01:00 | 0 | 0 | -153.6291 | 90 | 0 | 0 | 0.47867 | 0.47867 | 0.47867 | 0 | 0 | 5.5511e-17 | 0 | 0 | 0.50386 | 0.47867 | 0 | 0 | 3.6709 | 6.0061 | 0 | 0.50386 | -0.50386 | 16.3363 | 70.9705 | 0 | 0.9519 | 0.9519 | 0.11341 | 0.9519 | 0 | 0.52653 | 0 | 0 | 6.0061
2025-07-13 02:00 | 0 | 0 | -139.9878 | 90 | 0 | 0 | 0.43352 | 0.43352 | 0.43352 | 0 | 0 | 5.5511e-17 | 0 | 0 | 0.45634 | 0.43352 | 0 | 0 | 3.9745 | 6.0061 | 0 | 0.45634 | -0.45634 | 15.8261 | 68.754 | 0 | 0.86213 | 0.86213 | 0.10271 | 0.86213 | 0 | 0.47688 | 0 | 0 | 6.0061
2025-07-13 03:00 | 0 | 0 | -128.8132 | 90 | 0 | 0 | 0.32756 | 0.32756 | 0.32756 | 0 | 0 | 5.5511e-17 | 0 | 0 | 0.3448 | 0.32756 | 0 | 0 | 4.2411 | 5.92 | 0 | 0.3448 | -0.3448 | 15.4406 | 67.0792 | 0 | 0.65141 | 0.65141 | 0.077606 | 0.65141 | 0 | 0.36032 | 0 | 0 | 5.92
2025-07-13 04:00 | 0.00028759 | 0 | -119.6186 | 90 | 0 | 0 | 0.46423 | 0.46423 | 0.46423 | 0 | 0 | 5.5511e-17 | 0 | 0 | 0.48866 | 0.46423 | 0 | 0 | 4.4175 | 5.5751 | 0 | 0.48866 | -0.48866 | 14.8942 | 64.7057 | 0 | 0.92319 | 0.92319 | 0.10999 | 0.92319 | 0 | 0.51065 | 0 | 0 | 5.5751
2025-07-13 05:00 | 0.093132 | 6.5565 | -111.8039 | 95.5152 | 0.023933 | 0.076112 | 0.3898 | 0.3898 | 0.3898 | 19.526 | 0 | 5.5511e-17 | 0 | 0.076112 | 0.41032 | 0.3898 | 0 | 0 | 4.7445 | 5.0865 | 0 | 0.3342 | -0.3342 | 14.5206 | 63.0825 | 0 | 0.77517 | 0.77517 | 0.092351 | 0.77517 | 0 | 0.42878 | 0.06089 | 0 | 5.1626
2025-07-13 06:00 | 0.26653 | 18.6815 | -104.8129 | 81.6108 | 0.15479 | 0.49226 | 0.33731 | 0.33731 | 0.33731 | 145.9369 | 0 | 0 | 0 | 0.49226 | 0.35506 | 0.33731 | 0 | 0 | 4.9201 | 4.7523 | 0.1372 | 0 | 0.1372 | 14.6433 | 63.6156 | 0 | 0.67079 | 0.67079 | 0.079916 | 0.67079 | 0 | 0.37104 | 0.39381 | 0 | 5.2445
2025-07-13 07:00 | 0.30968 | 31.1956 | -98.1046 | 67.7927 | 0.27312 | 0.86856 | 0.43812 | 0.43812 | 0.43812 | 198.2447 | 0 | 0 | 0 | 0.86856 | 0.46118 | 0.43812 | 0 | 0 | 4.7157 | 4.862 | 0.40737 | 0 | 0.40737 | 15.0076 | 65.1985 | 0 | 0.87128 | 0.87128 | 0.1038 | 0.87128 | 0 | 0.48194 | 0.69485 | 0 | 5.7306
2025-07-13 08:00 | 0.57161 | 43.9218 | -90.994 | 54.249 | 0.50341 | 1.6009 | 0.30736 | 0.30736 | 0.30736 | 520.8539 | 0 | 0 | 0 | 1.6009 | 0.32354 | 0.30736 | 0 | 0 | 4.394 | 5.1879 | 1.2774 | 0 | 1.2774 | 16.1502 | 70.162 | 0 | 0.61124 | 0.61124 | 0.072821 | 0.61124 | 0 | 0.3381 | 1.2807 | 0 | 6.7889
2025-07-13 09:00 | 0.79838 | 56.6656 | -82.1829 | 41.3445 | 0.73245 | 2.3293 | 0.31454 | 0.31454 | 0.31454 | 740.5439 | 0 | 0 | 0 | 2.3293 | 0.3311 | 0.31454 | 0 | 0 | 3.5149 | 6.0061 | 1.9982 | 0 | 1.9982 | 17.9374 | 77.9265 | 0 | 0.62552 | 0.62552 | 0.074522 | 0.62552 | 0 | 0.346 | 1.8635 | 0 | 8.3355
2025-07-13 10:00 | 0.84599 | 69.0195 | -67.82 | 29.9944 | 0.79892 | 2.5407 | 0.35646 | 0.35646 | 0.35646 | 712.7521 | 0 | 0 | 0 | 2.5407 | 0.37523 | 0.35646 | 0 | 0 | 2.2552 | 6.0061 | 2.1655 | 0 | 2.1655 | 19.8743 | 86.341 | 0 | 0.70888 | 0.70888 | 0.084454 | 0.70888 | 0 | 0.39211 | 2.0326 | 0 | 8.5469
2025-07-13 11:00 | 0.86533 | 79.0087 | -30.2668 | 22.724 | 0.82625 | 2.6276 | 0.39843 | 0.39843 | 0.39843 | 659.5019 | 1.184 | 0 | 0 | 2.6276 | 0.4194 | 0.39843 | 0 | 0 | 1.0243 | 6.0061 | 1.0243 | 0 | 1.0243 | 20.7904 | 90.3209 | 0 | 0.79233 | 0.79233 | 0.094395 | 0.79233 | 0 | 0.43827 | 2.1021 | 0 | 8.6338
2025-07-13 12:00 | 1.0723 | 77.4405 | 42.1432 | 23.6777 | 1.0223 | 3.2511 | 0.76816 | 0.76816 | 0.76816 | 423.2376 | 1.7445 | 0 | 0 | 3.2511 | 0.80859 | 0.76816 | 0 | 0 | 0.69801 | 6.0061 | 0.69801 | 0 | 0.69801 | 21.4148 | 93.0332 | 0 | 1.5266 | 1.5266 | 0.18187 | 1.5266 | 0 | 0.84497 | 2.6009 | 0 | 9.2573
2025-07-13 13:00 | 0.88409 | 66.5384 | 71.6872 | 32.1294 | 0.83078 | 2.642 | 0.83093 | 0.83093 | 0.83093 | 317.9583 | 1.2649 | 0 | 0 | 2.642 | 0.87466 | 0.83093 | 0 | 0 | 0.50242 | 6.0061 | 0.50242 | 0 | 0.50242 | 21.8641 | 94.9855 | 0 | 1.6513 | 1.6513 | 0.19673 | 1.6513 | 0 | 0.91402 | 2.1136 | 0 | 8.6482
2025-07-13 14:00 | 0.69931 | 54.0401 | 84.2614 | 43.9318 | 0.63915 | 2.0326 | 0.67719 | 0.67719 | 0.67719 | 300.1544 | 0.95816 | 0 | 0 | 2.0326 | 0.71283 | 0.67719 | 0 | 0 | 0.36163 | 6.0061 | 0.36163 | 0 | 0.36163 | 22.1876 | 96.3906 | 0 | 1.3458 | 1.3458 | 0.16033 | 1.3458 | 0 | 0.74491 | 1.6261 | 0 | 8.0388
2025-07-13 15:00 | 0.41531 | 41.2791 | 92.5458 | 57.0159 | 0.3769 | 1.1986 | 0.7564 | 0.7564 | 0.7564 | 158.4648 | 0.14212 | 0 | 0 | 1.1986 | 0.79621 | 0.7564 | 0 | 0 | 0.26029 | 6.0061 | 0.26029 | 0 | 0.26029 | 22.4204 | 97.4021 | 0 | 1.5032 | 1.5032 | 0.17908 | 1.5032 | 0 | 0.83203 | 0.9589 | 0 | 7.2048
2025-07-13 16:00 | 0.34798 | 28.5828 | 99.4989 | 70.6375 | 0.28162 | 0.89559 | 0.58178 | 0.58178 | 0.58178 | 153.939 | 0.095834 | 0 | 0 | 0.89559 | 0.6124 | 0.58178 | 0 | 0 | 0.18735 | 6.0061 | 0.18735 | 0 | 0.18735 | 22.588 | 98.13 | 0 | 1.1562 | 1.1562 | 0.13774 | 1.1562 | 0 | 0.63996 | 0.71647 | 0 | 6.9017
2025-07-13 17:00 | 0.16835 | 16.1339 | 106.218 | 84.4862 | 0.12564 | 0.39955 | 0.80089 | 0.80089 | 0.80089 | 49.8885 | 0 | 1.1102e-16 | 0 | 0.39955 | 0.84305 | 0.80089 | 0 | 0 | 0.13485 | 6.0061 | 0 | 0.44349 | -0.44349 | 22.0921 | 95.9759 | 0 | 1.5916 | 1.5916 | 0.18962 | 1.5916 | 0 | 0.88098 | 0.31964 | 0 | 6.4057
2025-07-13 18:00 | 0.020876 | 4.115 | 113.336 | 98.3906 | 0.019245 | 0.061204 | 0.58096 | 0.58096 | 0.58096 | 10.5349 | 0 | 1.1102e-16 | 0 | 0.061204 | 0.61154 | 0.58096 | 0 | 0 | 0.59163 | 6.0061 | 0 | 0.55033 | -0.55033 | 21.4768 | 93.3029 | 0 | 1.1545 | 1.1545 | 0.13755 | 1.1545 | 0 | 0.63906 | 0.048963 | 0 | 6.0674
2025-07-13 19:00 | 0 | 0 | 121.3888 | 90 | 0 | 0 | 0.51768 | 0.51768 | 0.51768 | 0 | 0 | 0 | 0 | 0 | 0.54493 | 0.51768 | 0 | 0 | 1.0426 | 6.0061 | 0 | 0.54493 | -0.54493 | 20.8676 | 90.6561 | 0 | 1.0288 | 1.0288 | 0.12257 | 1.0288 | 0 | 0.56945 | 0 | 0 | 6.0061
2025-07-13 20:00 | 0 | 0 | 130.9436 | 90 | 0 | 0 | 0.90439 | 0.90439 | 0.90439 | 0 | 0 | 1.1102e-16 | 0 | 0 | 0.95199 | 0.90439 | 0 | 0 | 1.4277 | 6.0061 | 0 | 0.95199 | -0.95199 | 19.8032 | 86.0322 | 0 | 1.7973 | 1.7973 | 0.21412 | 1.7973 | 0 | 0.99483 | 0 | 0 | 6.0061
2025-07-13 21:00 | 0 | 0 | 142.5987 | 90 | 0 | 0 | 0.75283 | 0.75283 | 0.75283 | 0 | 0 | 1.1102e-16 | 0 | 0 | 0.79246 | 0.75283 | 0 | 0 | 2.1522 | 6.0061 | 0 | 0.79246 | -0.79246 | 18.9172 | 82.1831 | 0 | 1.4961 | 1.4961 | 0.17824 | 1.4961 | 0 | 0.82812 | 0 | 0 | 6.0061
2025-07-13 22:00 | 0 | 0 | 156.7701 | 90 | 0 | 0 | 0.70737 | 0.70737 | 0.70737 | 0 | 0 | 1.1102e-16 | 0 | 0 | 0.7446 | 0.70737 | 0 | 0 | 2.6594 | 6.0061 | 0 | 0.7446 | -0.7446 | 18.0847 | 78.5665 | 0 | 1.4058 | 1.4058 | 0.16748 | 1.4058 | 0 | 0.77811 | 0 | 0 | 6.0061
2025-07-13 23:00 | 0 | 0 | 173.1669 | 90 | 0 | 0 | 0.69419 | 0.69419 | 0.69419 | 0 | 0 | 1.1102e-16 | 0 | 0 | 0.73073 | 0.69419 | 0 | 0 | 3.1159 | 6.0061 | 0 | 0.73073 | -0.73073 | 17.2678 | 75.0173 | 0 | 1.3796 | 1.3796 | 0.16436 | 1.3796 | 0 | 0.76361 | 0 | 0 | 6.0061
2025-07-14 | 0 | 0 | -169.6549 | 90 | 0 | 0 | 0.47324 | 0.47324 | 0.47324 | 0 | 0 | 5.5511e-17 | 0 | 0 | 0.49815 | 0.47324 | 0 | 0 | 3.5639 | 6.0061 | 0 | 0.49815 | -0.49815 | 16.7108 | 72.5977 | 0 | 0.94111 | 0.94111 | 0.11212 | 0.94111 | 0 | 0.52057 | 0 | 0 | 6.0061
2025-07-14 01:00 | 0 | 0 | -153.5944 | 90 | 0 | 0 | 0.35006 | 0.35006 | 0.35006 | 0 | 0 | 0 | 0 | 0 | 0.36848 | 0.35006 | 0 | 0 | 3.8072 | 6.0061 | 0 | 0.36848 | -0.36848 | 16.2989 | 70.8079 | 0 | 0.69614 | 0.69614 | 0.082935 | 0.69614 | 0 | 0.38506 | 0 | 0 | 6.0061
2025-07-14 02:00 | 0 | 0 | -139.9225 | 90 | 0 | 0 | 0.41501 | 0.41501 | 0.41501 | 0 | 0 | 5.5511e-17 | 0 | 0 | 0.43685 | 0.41501 | 0 | 0 | 3.9718 | 6.0061 | 0 | 0.43685 | -0.43685 | 15.8104 | 68.6861 | 0 | 0.82531 | 0.82531 | 0.098324 | 0.82531 | 0 | 0.45651 | 0 | 0 | 6.0061
2025-07-14 03:00 | 0 | 0 | -128.7293 | 90 | 0 | 0 | 0.27495 | 0.27495 | 0.27495 | 0 | 0 | 5.5511e-17 | 0 | 0 | 0.28942 | 0.27495 | 0 | 0 | 4.2341 | 5.906 | 0 | 0.28942 | -0.28942 | 15.4869 | 67.2803 | 0 | 0.54677 | 0.54677 | 0.06514 | 0.54677 | 0 | 0.30244 | 0 | 0 | 5.906
2025-07-14 04:00 | 0.00011922 | 0 | -119.5223 | 90 | 0 | 0 | 0.31434 | 0.31434 | 0.31434 | 0 | 0 | 0 | 0 | 0 | 0.33088 | 0.31434 | 0 | 0 | 4.3697 | 5.6166 | 0 | 0.33088 | -0.33088 | 15.1169 | 65.6732 | 0 | 0.62511 | 0.62511 | 0.074473 | 0.62511 | 0 | 0.34577 | 0 | 0 | 5.6166
2025-07-14 05:00 | 0.08087 | 6.4536 | -111.6969 | 95.553 | 0.034116 | 0.10849 | 0.39921 | 0.39921 | 0.39921 | 27.1768 | 0 | 0 | 0 | 0.10849 | 0.42022 | 0.39921 | 0 | 0 | 4.5675 | 5.2857 | 0 | 0.31173 | -0.31173 | 14.7684 | 64.1591 | 0 | 0.79389 | 0.79389 | 0.094582 | 0.79389 | 0 | 0.43913 | 0.086795 | 0 | 5.3942
2025-07-14 06:00 | 0.33452 | 18.5864 | -104.6933 | 81.6344 | 0.16668 | 0.53007 | 0.3145 | 0.3145 | 0.3145 | 168.5449 | 0 | 0 | 0 | 0.53007 | 0.33105 | 0.3145 | 0 | 0 | 4.7528 | 4.9739 | 0.19902 | 0 | 0.19902 | 14.9464 | 64.9324 | 0 | 0.62543 | 0.62543 | 0.074511 | 0.62543 | 0 | 0.34595 | 0.42406 | 0 | 5.504
2025-07-14 07:00 | 0.53026 | 31.1061 | -97.967 | 67.8008 | 0.40229 | 1.2793 | 0.34799 | 0.34799 | 0.34799 | 367.6426 | 0 | 0 | 0 | 1.2793 | 0.3663 | 0.34799 | 0 | 0 | 4.5206 | 5.1332 | 0.91305 | 0 | 0.91305 | 15.763 | 68.4802 | 0 | 0.69202 | 0.69202 | 0.082445 | 0.69202 | 0 | 0.38279 | 1.0235 | 0 | 6.4125
2025-07-14 08:00 | 0.73616 | 43.8349 | -90.8279 | 54.2381 | 0.63607 | 2.0228 | 0.17307 | 0.17307 | 0.17307 | 1168.759 | 0 | 0 | 0 | 2.0228 | 0.18218 | 0.17307 | 0 | 0 | 3.8508 | 5.8636 | 1.8406 | 0 | 1.8406 | 17.4094 | 75.6324 | 0 | 0.34418 | 0.34418 | 0.041005 | 0.34418 | 0 | 0.19038 | 1.6183 | 0 | 7.8864
2025-07-14 09:00 | 0.89713 | 56.5762 | -81.9686 | 41.3072 | 0.82281 | 2.6167 | 0.25329 | 0.25329 | 0.25329 | 1033.077 | 0 | 0 | 0 | 2.6167 | 0.26662 | 0.25329 | 0 | 0 | 2.6365 | 6.0061 | 2.3501 | 0 | 2.3501 | 19.5113 | 84.7641 | 0 | 0.50371 | 0.50371 | 0.06001 | 0.50371 | 0 | 0.27862 | 2.0934 | 0 | 8.6228
2025-07-14 10:00 | 0.96428 | 68.9159 | -67.5258 | 29.9167 | 0.91087 | 2.8967 | 0.35871 | 0.35871 | 0.35871 | 807.5345 | 1.2951 | 0 | 0 | 2.8967 | 0.37759 | 0.35871 | 0 | 0 | 1.224 | 6.0061 | 1.224 | 0 | 1.224 | 20.6061 | 89.5202 | 0 | 0.71335 | 0.71335 | 0.084986 | 0.71335 | 0 | 0.39458 | 2.3174 | 0 | 8.9029
2025-07-14 11:00 | 1.0533 | 78.8657 | -30.0686 | 22.5937 | 1.0069 | 3.2021 | 0.25636 | 0.25636 | 0.25636 | 1249.076 | 2.1765 | 0 | 0 | 3.2021 | 0.26985 | 0.25636 | 0 | 0 | 0.75576 | 6.0061 | 0.75576 | 0 | 0.75576 | 21.2821 | 92.4569 | 0 | 0.50981 | 0.50981 | 0.060737 | 0.50981 | 0 | 0.282 | 2.5617 | 0 | 9.2083
2025-07-14 12:00 | 0.89508 | 77.3461 | 41.6212 | 23.5323 | 0.85466 | 2.718 | 0.43733 | 0.43733 | 0.43733 | 621.498 | 1.7137 | 0 | 0 | 2.718 | 0.46034 | 0.43733 | 0 | 0 | 0.54398 | 6.0061 | 0.54398 | 0 | 0.54398 | 21.7686 | 94.5706 | 0 | 0.8691 | 0.8691 | 0.10354 | 0.8691 | 0 | 0.48106 | 2.1744 | 0 | 8.7241
2025-07-14 13:00 | 0.93141 | 66.4954 | 71.332 | 32.0121 | 0.87613 | 2.7862 | 0.56858 | 0.56858 | 0.56858 | 490.0396 | 1.7962 | 0 | 0 | 2.7862 | 0.5985 | 0.56858 | 0 | 0 | 0.39154 | 6.0061 | 0.39154 | 0 | 0.39154 | 22.1188 | 96.0921 | 0 | 1.1299 | 1.1299 | 0.13462 | 1.1299 | 0 | 0.62543 | 2.229 | 0 | 8.7924
2025-07-14 14:00 | 0.77455 | 54.0107 | 84.0146 | 43.8421 | 0.70548 | 2.2435 | 0.83307 | 0.83307 | 0.83307 | 269.3118 | 1.0848 | 0 | 0 | 2.2435 | 0.87691 | 0.83307 | 0 | 0 | 0.28183 | 6.0061 | 0.28183 | 0 | 0.28183 | 22.3709 | 97.1871 | 0 | 1.6556 | 1.6556 | 0.19724 | 1.6556 | 0 | 0.91637 | 1.7948 | 0 | 8.2497
2025-07-14 15:00 | 0.61669 | 41.2511 | 92.3525 | 56.9471 | 0.52677 | 1.6752 | 0.795 | 0.795 | 0.795 | 210.7222 | 0.63554 | 0 | 0 | 1.6752 | 0.83684 | 0.795 | 0 | 0 | 0.20285 | 6.0061 | 0.20285 | 0 | 0.20285 | 22.5524 | 97.9754 | 0 | 1.5799 | 1.5799 | 0.18822 | 1.5799 | 0 | 0.87449 | 1.3402 | 0 | 7.6814
2025-07-14 16:00 | 0.40211 | 28.5507 | 99.3345 | 70.5852 | 0.30669 | 0.97534 | 0.85635 | 0.85635 | 0.85635 | 113.8946 | 0 | 0 | 0 | 0.97534 | 0.90142 | 0.85635 | 0 | 0 | 0.14601 | 6.0061 | 0.073915 | 0 | 0.073915 | 22.6185 | 98.2626 | 0 | 1.7018 | 1.7018 | 0.20275 | 1.7018 | 0 | 0.94198 | 0.78027 | 0 | 6.9815
2025-07-14 17:00 | 0.22475 | 16.0941 | 106.0697 | 84.4484 | 0.11657 | 0.37072 | 0.6366 | 0.6366 | 0.6366 | 58.2346 | 0 | 1.1102e-16 | 0 | 0.37072 | 0.6701 | 0.6366 | 0 | 0 | 0.15683 | 6.0061 | 0 | 0.29938 | -0.29938 | 22.2838 | 96.8084 | 0 | 1.2651 | 1.2651 | 0.15072 | 1.2651 | 0 | 0.70026 | 0.29658 | 0 | 6.3769
2025-07-14 18:00 | 0.055931 | 4.0646 | 113.1965 | 98.367 | 0.01925 | 0.061219 | 0.44967 | 0.44967 | 0.44967 | 13.6141 | 0 | 5.5511e-17 | 0 | 0.061219 | 0.47334 | 0.44967 | 0 | 0 | 0.46242 | 6.0061 | 0 | 0.41212 | -0.41212 | 21.823 | 94.8067 | 0 | 0.89363 | 0.89363 | 0.10646 | 0.89363 | 0 | 0.49464 | 0.048975 | 0 | 6.0674
2025-07-14 19:00 | 0 | 0 | 121.2545 | 90 | 0 | 0 | 0.81931 | 0.81931 | 0.81931 | 0 | 0 | 1.1102e-16 | 0 | 0 | 0.86243 | 0.81931 | 0 | 0 | 0.80207 | 6.0061 | 0 | 0.86243 | -0.86243 | 20.8588 | 90.6178 | 0 | 1.6282 | 1.6282 | 0.19398 | 1.6282 | 0 | 0.90124 | 0 | 0 | 6.0061
2025-07-14 20:00 | 0 | 0 | 130.8142 | 90 | 0 | 0 | 0.84177 | 0.84177 | 0.84177 | 0 | 0 | 1.1102e-16 | 0 | 0 | 0.88608 | 0.84177 | 0 | 0 | 1.4989 | 6.0061 | 0 | 0.88608 | -0.88608 | 19.8681 | 86.314 | 0 | 1.6729 | 1.6729 | 0.1993 | 1.6729 | 0 | 0.92595 | 0 | 0 | 6.0061
2025-07-14 21:00 | 0 | 0 | 142.4789 | 90 | 0 | 0 | 0.56505 | 0.56505 | 0.56505 | 0 | 0 | 0 | 0 | 0 | 0.59479 | 0.56505 | 0 | 0 | 2.1269 | 6.0061 | 0 | 0.59479 | -0.59479 | 19.2031 | 83.425 | 0 | 1.1229 | 1.1229 | 0.13378 | 1.1229 | 0 | 0.62156 | 0 | 0 | 6.0061
2025-07-14 22:00 | 0 | 0 | 156.672 | 90 | 0 | 0 | 0.58312 | 0.58312 | 0.58312 | 0 | 0 | 1.1102e-16 | 0 | 0 | 0.61381 | 0.58312 | 0 | 0 | 2.4507 | 6.0061 | 0 | 0.61381 | -0.61381 | 18.5168 | 80.4437 | 0 | 1.1588 | 1.1588 | 0.13806 | 1.1588 | 0 | 0.64143 | 0 | 0 | 6.0061
2025-07-14 23:00 | 0 | 0 | 173.1076 | 90 | 0 | 0 | 0.51543 | 0.51543 | 0.51543 | 0 | 0 | 1.1102e-16 | 0 | 0 | 0.54256 | 0.51543 | 0 | 0 | 2.8177 | 6.0061 | 0 | 0.54256 | -0.54256 | 17.9102 | 77.8084 | 0 | 1.0243 | 1.0243 | 0.12203 | 1.0243 | 0 | 0.56697 | 0 | 0 | 6.0061
2025-07-15 | 0 | 0 | -169.6614 | 90 | 0 | 0 | 0.31794 | 0.31794 | 0.31794 | 0 | 0 | 0 | 0 | 0 | 0.33468 | 0.31794 | 0 | 0 | 3.1293 | 6.0061 | 0 | 0.33468 | -0.33468 | 17.5361 | 76.1828 | 0 | 0.63228 | 0.63228 | 0.075327 | 0.63228 | 0 | 0.34974 | 0 | 0 | 6.0061
2025-07-15 01:00 | 0 | 0 | -153.5547 | 90 | 0 | 0 | 0.33971 | 0.33971 | 0.33971 | 0 | 0 | 0 | 0 | 0 | 0.35759 | 0.33971 | 0 | 0 | 3.2692 | 6.0061 | 0 | 0.35759 | -0.35759 | 17.1363 | 74.4459 | 0 | 0.67556 | 0.67556 | 0.080484 | 0.67556 | 0 | 0.37368 | 0 | 0 | 6.0061
2025-07-15 02:00 | 0 | 0 | -139.8514 | 90 | 0 | 0 | 0.28382 | 0.28382 | 0.28382 | 0 | 0 | 0 | 0 | 0 | 0.29876 | 0.28382 | 0 | 0 | 3.4682 | 6.0061 | 0 | 0.29876 | -0.29876 | 16.8022 | 72.9948 | 0 | 0.56442 | 0.56442 | 0.067243 | 0.56442 | 0 | 0.3122 | 0 | 0 | 6.0061
2025-07-15 03:00 | 0 | 0 | -128.6393 | 90 | 0 | 0 | 0.34099 | 0.34099 | 0.34099 | 0 | 0 | 5.5511e-17 | 0 | 0 | 0.35894 | 0.34099 | 0 | 0 | 3.6277 | 6.0061 | 0 | 0.35894 | -0.35894 | 16.4009 | 71.2514 | 0 | 0.67811 | 0.67811 | 0.080788 | 0.67811 | 0 | 0.37509 | 0 | 0 | 6.0061
2025-07-15 04:00 | 8.0665e-05 | 0 | -119.4199 | 90 | 0 | 0 | 0.23902 | 0.23902 | 0.23902 | 0 | 0 | 2.7756e-17 | 0 | 0 | 0.2516 | 0.23902 | 0 | 0 | 3.8561 | 6.0061 | 0 | 0.2516 | -0.2516 | 16.1197 | 70.0294 | 0 | 0.47532 | 0.47532 | 0.056628 | 0.47532 | 0 | 0.26292 | 0 | 0 | 6.0061
2025-07-15 05:00 | 0.076448 | 6.3487 | -111.5836 | 95.5894 | 0.036263 | 0.11532 | 0.41989 | 0.41989 | 0.41989 | 27.4647 | 0 | 5.5511e-17 | 0 | 0.11532 | 0.44199 | 0.41989 | 0 | 0 | 3.9854 | 6.0061 | 0 | 0.32667 | -0.32667 | 15.7544 | 68.4427 | 0 | 0.83501 | 0.83501 | 0.09948 | 0.83501 | 0 | 0.46188 | 0.092257 | 0 | 6.1215
2025-07-15 06:00 | 0.24629 | 18.4897 | -104.567 | 81.6561 | 0.15443 | 0.49112 | 0.32969 | 0.32969 | 0.32969 | 148.9637 | 0 | 0 | 0 | 0.49112 | 0.34704 | 0.32969 | 0 | 0 | 4.1974 | 5.8559 | 0.14408 | 0 | 0.14408 | 15.8833 | 69.0026 | 0 | 0.65564 | 0.65564 | 0.07811 | 0.65564 | 0 | 0.36266 | 0.3929 | 0 | 6.347
2025-07-15 07:00 | 0.51575 | 31.0153 | -97.8219 | 67.8063 | 0.39297 | 1.2497 | 0.2153 | 0.2153 | 0.2153 | 580.4508 | 0 | 0 | 0 | 1.2497 | 0.22663 | 0.2153 | 0 | 0 | 4.0082 | 5.9711 | 1.0231 | 0 | 1.0231 | 16.7983 | 72.9779 | 0 | 0.42815 | 0.42815 | 0.051008 | 0.42815 | 0 | 0.23683 | 0.99976 | 0 | 7.2208
2025-07-15 08:00 | 0.74653 | 43.7467 | -90.6531 | 54.2239 | 0.64607 | 2.0546 | 0.46185 | 0.46185 | 0.46185 | 444.8653 | 0 | 0 | 0 | 2.0546 | 0.48616 | 0.46185 | 0 | 0 | 3.2543 | 6.0061 | 1.5685 | 0 | 1.5685 | 18.2012 | 79.0725 | 0 | 0.91846 | 0.91846 | 0.10942 | 0.91846 | 0 | 0.50804 | 1.6437 | 0 | 8.0608
2025-07-15 09:00 | 0.91366 | 56.4852 | -81.7435 | 41.2658 | 0.8392 | 2.6688 | 0.4084 | 0.4084 | 0.4084 | 653.4771 | 0 | 0 | 0 | 2.6688 | 0.42989 | 0.4084 | 0 | 0 | 2.2465 | 6.0061 | 2.2389 | 0 | 2.2389 | 20.2038 | 87.7722 | 0 | 0.81216 | 0.81216 | 0.096758 | 0.81216 | 0 | 0.44924 | 2.135 | 0 | 8.675
2025-07-15 10:00 | 0.97181 | 68.8097 | -67.2168 | 29.8339 | 0.91928 | 2.9235 | 0.3278 | 0.3278 | 0.3278 | 891.845 | 1.6933 | 0 | 0 | 2.9235 | 0.34505 | 0.3278 | 0 | 0 | 0.88514 | 6.0061 | 0.88514 | 0 | 0.88514 | 20.9955 | 91.2116 | 0 | 0.65188 | 0.65188 | 0.077662 | 0.65188 | 0 | 0.36058 | 2.3388 | 0 | 8.9296
2025-07-15 11:00 | 0.79522 | 78.7176 | -29.8528 | 22.4568 | 0.76086 | 2.4197 | 0.24746 | 0.24746 | 0.24746 | 977.7873 | 1.5254 | 0 | 0 | 2.4197 | 0.26049 | 0.24746 | 0 | 0 | 0.63378 | 6.0061 | 0.63378 | 0 | 0.63378 | 21.5623 | 93.6743 | 0 | 0.49212 | 0.49212 | 0.058629 | 0.49212 | 0 | 0.27221 | 1.9357 | 0 | 8.4258
2025-07-15 12:00 | 0.84745 | 77.2446 | 41.0951 | 23.3816 | 0.81022 | 2.5766 | 0.44818 | 0.44818 | 0.44818 | 574.915 | 1.6487 | 0 | 0 | 2.5766 | 0.47177 | 0.44818 | 0 | 0 | 0.45618 | 6.0061 | 0.45618 | 0 | 0.45618 | 21.9703 | 95.4469 | 0 | 0.89067 | 0.89067 | 0.10611 | 0.89067 | 0 | 0.493 | 2.0613 | 0 | 8.5828
2025-07-15 13:00 | 0.80308 | 66.4469 | 70.966 | 31.8921 | 0.75783 | 2.41 | 0.83758 | 0.83758 | 0.83758 | 287.7398 | 1.2 | 0 | 0 | 2.41 | 0.88166 | 0.83758 | 0 | 0 | 0.32835 | 6.0061 | 0.32835 | 0 | 0.32835 | 22.264 | 96.7228 | 0 | 1.6645 | 1.6645 | 0.1983 | 1.6645 | 0 | 0.92133 | 1.928 | 0 | 8.4162
2025-07-15 14:00 | 0.57331 | 53.9766 | 83.7593 | 43.7516 | 0.5322 | 1.6925 | 0.53381 | 0.53381 | 0.53381 | 317.0603 | 0.89425 | 0 | 0 | 1.6925 | 0.5619 | 0.53381 | 0 | 0 | 0.23634 | 6.0061 | 0.23634 | 0 | 0.23634 | 22.4754 | 97.6411 | 0 | 1.0608 | 1.0608 | 0.12638 | 1.0608 | 0 | 0.58719 | 1.354 | 0 | 7.6986
2025-07-15 15:00 | 0.57554 | 41.2187 | 92.1525 | 56.8784 | 0.49678 | 1.5798 | 0.56476 | 0.56476 | 0.56476 | 279.7353 | 0.81524 | 0 | 0 | 1.5798 | 0.59449 | 0.56476 | 0 | 0 | 0.17011 | 6.0061 | 0.17011 | 0 | 0.17011 | 22.6276 | 98.3021 | 0 | 1.1224 | 1.1224 | 0.13371 | 1.1224 | 0 | 0.62124 | 1.2639 | 0 | 7.586
2025-07-15 16:00 | 0.22894 | 28.5142 | 99.1643 | 70.5337 | 0.20898 | 0.6646 | 0.62591 | 0.62591 | 0.62591 | 106.1806 | 0 | 0 | 0 | 0.6646 | 0.65886 | 0.62591 | 0 | 0 | 0.12244 | 6.0061 | 0.0057424 | 0 | 0.0057424 | 22.6327 | 98.3244 | 0 | 1.2439 | 1.2439 | 0.14819 | 1.2439 | 0 | 0.6885 | 0.53168 | 0 | 6.6707
2025-07-15 17:00 | 0.13278 | 16.0498 | 105.9163 | 84.412 | 0.11445 | 0.36398 | 0.63641 | 0.63641 | 0.63641 | 57.1924 | 0 | 0 | 0 | 0.36398 | 0.66991 | 0.63641 | 0 | 0 | 0.17187 | 6.0061 | 0 | 0.30593 | -0.30593 | 22.2907 | 96.8385 | 0 | 1.2647 | 1.2647 | 0.15068 | 1.2647 | 0 | 0.70005 | 0.29118 | 0 | 6.3701
2025-07-15 18:00 | 0.050557 | 4.0093 | 113.0526 | 98.3453 | 0.023448 | 0.074568 | 0.66538 | 0.66538 | 0.66538 | 11.2067 | 0 | 1.1102e-16 | 0 | 0.074568 | 0.7004 | 0.66538 | 0 | 0 | 0.47041 | 6.0061 | 0 | 0.62583 | -0.62583 | 21.591 | 93.7988 | 0 | 1.3223 | 1.3223 | 0.15754 | 1.3223 | 0 | 0.73192 | 0.059654 | 0 | 6.0807
2025-07-15 19:00 | 0 | 0 | 121.1161 | 90 | 0 | 0 | 0.59834 | 0.59834 | 0.59834 | 0 | 0 | 0 | 0 | 0 | 0.62983 | 0.59834 | 0 | 0 | 0.99509 | 6.0061 | 0 | 0.62983 | -0.62983 | 20.8868 | 90.7396 | 0 | 1.1891 | 1.1891 | 0.14166 | 1.1891 | 0 | 0.65817 | 0 | 0 | 6.0061
2025-07-15 20:00 | 0 | 0 | 130.6811 | 90 | 0 | 0 | 0.66506 | 0.66506 | 0.66506 | 0 | 0 | 0 | 0 | 0 | 0.70007 | 0.66506 | 0 | 0 | 1.4474 | 6.0061 | 0 | 0.70007 | -0.70007 | 20.1041 | 87.3393 | 0 | 1.3217 | 1.3217 | 0.15746 | 1.3217 | 0 | 0.73157 | 0 | 0 | 6.0061
2025-07-15 21:00 | 0 | 0 | 142.3564 | 90 | 0 | 0 | 0.57482 | 0.57482 | 0.57482 | 0 | 0 | 1.1102e-16 | 0 | 0 | 0.60507 | 0.57482 | 0 | 0 | 1.9288 | 6.0061 | 0 | 0.60507 | -0.60507 | 19.4276 | 84.4004 | 0 | 1.1423 | 1.1423 | 0.13609 | 1.1423 | 0 | 0.6323 | 0 | 0 | 6.0061
2025-07-15 22:00 | 0 | 0 | 156.5727 | 90 | 0 | 0 | 0.62009 | 0.62009 | 0.62009 | 0 | 0 | 1.1102e-16 | 0 | 0 | 0.65273 | 0.62009 | 0 | 0 | 2.2993 | 6.0061 | 0 | 0.65273 | -0.65273 | 18.6978 | 81.23 | 0 | 1.2323 | 1.2323 | 0.14681 | 1.2323 | 0 | 0.6821 | 0 | 0 | 6.0061
2025-07-15 23:00 | 0 | 0 | 173.0493 | 90 | 0 | 0 | 0.69322 | 0.69322 | 0.69322 | 0 | 0 | 1.1102e-16 | 0 | 0 | 0.7297 | 0.69322 | 0 | 0 | 2.7161 | 6.0061 | 0 | 0.7297 | -0.7297 | 17.882 | 77.6857 | 0 | 1.3776 | 1.3776 | 0.16413 | 1.3776 | 0 | 0.76254 | 0 | 0 | 6.0061
2025-07-16 | 0 | 0 | -169.6646 | 90 | 0 | 0 | 0.33854 | 0.33854 | 0.33854 | 0 | 0 | 5.5511e-17 | 0 | 0 | 0.35636 | 0.33854 | 0 | 0 | 3.1961 | 6.0061 | 0 | 0.35636 | -0.35636 | 17.4836 | 75.9548 | 0 | 0.67324 | 0.67324 | 0.080207 | 0.67324 | 0 | 0.3724 | 0 | 0 | 6.0061
2025-07-16 01:00 | 0 | 0 | -153.51 | 90 | 0 | 0 | 0.37702 | 0.37702 | 0.37702 | 0 | 0 | 5.5511e-17 | 0 | 0 | 0.39686 | 0.37702 | 0 | 0 | 3.3267 | 6.0061 | 0 | 0.39686 | -0.39686 | 17.0399 | 74.0272 | 0 | 0.74975 | 0.74975 | 0.089322 | 0.74975 | 0 | 0.41472 | 0 | 0 | 6.0061
2025-07-16 02:00 | 0 | 0 | -139.7744 | 90 | 0 | 0 | 0.3687 | 0.3687 | 0.3687 | 0 | 0 | 0 | 0 | 0 | 0.3881 | 0.3687 | 0 | 0 | 3.545 | 6.0061 | 0 | 0.3881 | -0.3881 | 16.606 | 72.1422 | 0 | 0.73321 | 0.73321 | 0.087352 | 0.73321 | 0 | 0.40557 | 0 | 0 | 6.0061
2025-07-16 03:00 | 0 | 0 | -128.5431 | 90 | 0 | 0 | 0.37713 | 0.37713 | 0.37713 | 0 | 0 | 0 | 0 | 0 | 0.39698 | 0.37713 | 0 | 0 | 3.7716 | 6.0061 | 0 | 0.39698 | -0.39698 | 16.1621 | 70.214 | 0 | 0.74998 | 0.74998 | 0.08935 | 0.74998 | 0 | 0.41484 | 0 | 0 | 6.0061
2025-07-16 04:00 | 4.5847e-05 | 0 | -119.3112 | 90 | 0 | 0 | 0.42331 | 0.42331 | 0.42331 | 0 | 0 | 5.5511e-17 | 0 | 0 | 0.44559 | 0.42331 | 0 | 0 | 4.0146 | 6.0061 | 0 | 0.44559 | -0.44559 | 15.6639 | 68.0497 | 0 | 0.84182 | 0.84182 | 0.10029 | 0.84182 | 0 | 0.46565 | 0 | 0 | 6.0061
2025-07-16 05:00 | 0.088063 | 6.2419 | -111.4639 | 95.6243 | 0.023456 | 0.074594 | 0.27334 | 0.27334 | 0.27334 | 27.2902 | 0 | 0 | 0 | 0.074594 | 0.28772 | 0.27334 | 0 | 0 | 4.3036 | 5.7749 | 0 | 0.21313 | -0.21313 | 15.4257 | 67.0145 | 0 | 0.54357 | 0.54357 | 0.064759 | 0.54357 | 0 | 0.30067 | 0.059675 | 0 | 5.8495
2025-07-16 06:00 | 0.22156 | 18.3915 | -104.4339 | 81.6757 | 0.15421 | 0.49042 | 0.28514 | 0.28514 | 0.28514 | 171.992 | 0 | 0 | 0 | 0.49042 | 0.30015 | 0.28514 | 0 | 0 | 4.3775 | 5.5618 | 0.19027 | 0 | 0.19027 | 15.5958 | 67.7538 | 0 | 0.56704 | 0.56704 | 0.067556 | 0.56704 | 0 | 0.31366 | 0.39234 | 0 | 6.0522
2025-07-16 07:00 | 0.36857 | 30.9231 | -97.6695 | 67.8093 | 0.30885 | 0.98221 | 0.43958 | 0.43958 | 0.43958 | 223.4438 | 0 | 0 | 0 | 0.98221 | 0.46271 | 0.43958 | 0 | 0 | 4.1568 | 5.714 | 0.5195 | 0 | 0.5195 | 16.0605 | 69.7724 | 0 | 0.87417 | 0.87417 | 0.10414 | 0.87417 | 0 | 0.48354 | 0.78577 | 0 | 6.6962
2025-07-16 08:00 | 0.61144 | 43.6573 | -90.4698 | 54.2066 | 0.53606 | 1.7047 | 0.47248 | 0.47248 | 0.47248 | 360.8056 | 0 | 0 | 0 | 1.7047 | 0.49735 | 0.47248 | 0 | 0 | 3.7707 | 6.0061 | 1.2074 | 0 | 1.2074 | 17.1404 | 74.464 | 0 | 0.9396 | 0.9396 | 0.11194 | 0.9396 | 0 | 0.51973 | 1.3638 | 0 | 7.7109
2025-07-16 09:00 | 0.76701 | 56.3927 | -81.5077 | 41.2205 | 0.70767 | 2.2505 | 0.35008 | 0.35008 | 0.35008 | 642.845 | 0 | 0 | 0 | 2.2505 | 0.36851 | 0.35008 | 0 | 0 | 2.9626 | 6.0061 | 1.882 | 0 | 1.882 | 18.8237 | 81.7769 | 0 | 0.69619 | 0.69619 | 0.082942 | 0.69619 | 0 | 0.38509 | 1.8004 | 0 | 8.2566
2025-07-16 10:00 | 0.94942 | 68.701 | -66.8933 | 29.7459 | 0.8995 | 2.8606 | 0.35591 | 0.35591 | 0.35591 | 803.7295 | 0.69911 | 0 | 0 | 2.8606 | 0.37464 | 0.35591 | 0 | 0 | 1.7868 | 6.0061 | 1.7868 | 0 | 1.7868 | 20.4219 | 88.7199 | 0 | 0.70778 | 0.70778 | 0.084322 | 0.70778 | 0 | 0.3915 | 2.2884 | 0 | 8.8667
2025-07-16 11:00 | 1.0058 | 78.5644 | -29.6201 | 22.3136 | 0.96424 | 3.0664 | 0.37075 | 0.37075 | 0.37075 | 827.0887 | 1.8627 | 0 | 0 | 3.0664 | 0.39027 | 0.37075 | 0 | 0 | 0.81348 | 6.0061 | 0.81348 | 0 | 0.81348 | 21.1495 | 91.8808 | 0 | 0.7373 | 0.7373 | 0.087839 | 0.7373 | 0 | 0.40783 | 2.4532 | 0 | 9.0726
2025-07-16 12:00 | 0.97047 | 77.1359 | 40.5663 | 23.2257 | 0.92923 | 2.9551 | 0.41402 | 0.41402 | 0.41402 | 713.7625 | 1.9338 | 0 | 0 | 2.9551 | 0.43581 | 0.41402 | 0 | 0 | 0.58552 | 6.0061 | 0.58552 | 0 | 0.58552 | 21.6732 | 94.156 | 0 | 0.82278 | 0.82278 | 0.098023 | 0.82278 | 0 | 0.45542 | 2.3641 | 0 | 8.9612
2025-07-16 13:00 | 0.97619 | 66.3929 | 70.5898 | 31.7696 | 0.92103 | 2.929 | 0.75511 | 0.75511 | 0.75511 | 387.8946 | 1.7127 | 0 | 0 | 2.929 | 0.79486 | 0.75511 | 0 | 0 | 0.42145 | 6.0061 | 0.42145 | 0 | 0.42145 | 22.0501 | 95.7936 | 0 | 1.5006 | 1.5006 | 0.17878 | 1.5006 | 0 | 0.83063 | 2.3432 | 0 | 8.9352
2025-07-16 14:00 | 0.82826 | 53.9377 | 83.4957 | 43.6603 | 0.7559 | 2.4039 | 0.78905 | 0.78905 | 0.78905 | 304.657 | 1.27 | 0 | 0 | 2.4039 | 0.83058 | 0.78905 | 0 | 0 | 0.30335 | 6.0061 | 0.30335 | 0 | 0.30335 | 22.3215 | 96.9723 | 0 | 1.5681 | 1.5681 | 0.18682 | 1.5681 | 0 | 0.86796 | 1.9231 | 0 | 8.4101
2025-07-16 15:00 | 0.66812 | 41.1817 | 91.9457 | 56.81 | 0.57001 | 1.8127 | 0.65661 | 0.65661 | 0.65661 | 276.0714 | 0.90321 | 0 | 0 | 1.8127 | 0.69117 | 0.65661 | 0 | 0 | 0.21834 | 6.0061 | 0.21834 | 0 | 0.21834 | 22.5168 | 97.8207 | 0 | 1.3049 | 1.3049 | 0.15546 | 1.3049 | 0 | 0.72228 | 1.4502 | 0 | 7.8189
2025-07-16 16:00 | 0.4761 | 28.4731 | 98.9885 | 70.4832 | 0.3485 | 1.1083 | 0.77794 | 0.77794 | 0.77794 | 142.4623 | 0.13223 | 0 | 0 | 1.1083 | 0.81889 | 0.77794 | 0 | 0 | 0.15716 | 6.0061 | 0.15716 | 0 | 0.15716 | 22.6573 | 98.4314 | 0 | 1.546 | 1.546 | 0.18419 | 1.546 | 0 | 0.85574 | 0.88662 | 0 | 7.1144
2025-07-16 17:00 | 0.26828 | 16.0009 | 105.7579 | 84.3771 | 0.11197 | 0.35608 | 0.47893 | 0.47893 | 0.47893 | 74.3499 | 0 | 0 | 0 | 0.35608 | 0.50413 | 0.47893 | 0 | 0 | 0.11312 | 6.0061 | 0 | 0.14805 | -0.14805 | 22.4918 | 97.7123 | 0 | 0.95178 | 0.95178 | 0.11339 | 0.95178 | 0 | 0.52682 | 0.28487 | 0 | 6.3622
2025-07-16 18:00 | 0.058838 | 3.949 | 112.9041 | 98.3257 | 0.014679 | 0.046683 | 0.83627 | 0.83627 | 0.83627 | 5.5823 | 0 | 0 | 0 | 0.046683 | 0.88028 | 0.83627 | 0 | 0 | 0.29539 | 6.0061 | 0 | 0.8336 | -0.8336 | 21.5598 | 93.6634 | 0 | 1.6619 | 1.6619 | 0.198 | 1.6619 | 0 | 0.9199 | 0.037347 | 0 | 6.0528
2025-07-16 19:00 | 0 | 0 | 120.9736 | 90 | 0 | 0 | 0.661 | 0.661 | 0.661 | 0 | 0 | 1.1102e-16 | 0 | 0 | 0.69579 | 0.661 | 0 | 0 | 1.0308 | 6.0061 | 0 | 0.69579 | -0.69579 | 20.7819 | 90.2839 | 0 | 1.3136 | 1.3136 | 0.1565 | 1.3136 | 0 | 0.7271 | 0 | 0 | 6.0061
2025-07-16 20:00 | 0 | 0 | 130.5446 | 90 | 0 | 0 | 0.63796 | 0.63796 | 0.63796 | 0 | 0 | 1.1102e-16 | 0 | 0 | 0.67154 | 0.63796 | 0 | 0 | 1.5368 | 6.0061 | 0 | 0.67154 | -0.67154 | 20.0311 | 87.0221 | 0 | 1.2678 | 1.2678 | 0.15104 | 1.2678 | 0 | 0.70175 | 0 | 0 | 6.0061
2025-07-16 21:00 | 0 | 0 | 142.2312 | 90 | 0 | 0 | 0.8374 | 0.8374 | 0.8374 | 0 | 0 | 1.1102e-16 | 0 | 0 | 0.88147 | 0.8374 | 0 | 0 | 1.9752 | 6.0061 | 0 | 0.88147 | -0.88147 | 19.0456 | 82.7407 | 0 | 1.6642 | 1.6642 | 0.19826 | 1.6642 | 0 | 0.92113 | 0 | 0 | 6.0061
2025-07-16 22:00 | 0 | 0 | 156.4722 | 90 | 0 | 0 | 0.71058 | 0.71058 | 0.71058 | 0 | 0 | 0 | 0 | 0 | 0.74798 | 0.71058 | 0 | 0 | 2.5904 | 6.0061 | 0 | 0.74798 | -0.74798 | 18.2093 | 79.1077 | 0 | 1.4121 | 1.4121 | 0.16824 | 1.4121 | 0 | 0.78164 | 0 | 0 | 6.0061
2025-07-16 23:00 | 0 | 0 | 172.9919 | 90 | 0 | 0 | 0.7433 | 0.7433 | 0.7433 | 0 | 0 | 1.1102e-16 | 0 | 0 | 0.78242 | 0.7433 | 0 | 0 | 3.0485 | 6.0061 | 0 | 0.78242 | -0.78242 | 17.3346 | 75.3074 | 0 | 1.4772 | 1.4772 | 0.17598 | 1.4772 | 0 | 0.81763 | 0 | 0 | 6.0061
2025-07-17 | 0 | 0 | -169.6642 | 90 | 0 | 0 | 0.40421 | 0.40421 | 0.40421 | 0 | 0 | 5.5511e-17 | 0 | 0 | 0.42549 | 0.40421 | 0 | 0 | 3.5418 | 6.0061 | 0 | 0.42549 | -0.42549 | 16.8588 | 73.2407 | 0 | 0.80384 | 0.80384 | 0.095767 | 0.80384 | 0 | 0.44464 | 0 | 0 | 6.0061
2025-07-17 01:00 | 0 | 0 | -153.4601 | 90 | 0 | 0 | 0.45448 | 0.45448 | 0.45448 | 0 | 0 | 5.5511e-17 | 0 | 0 | 0.4784 | 0.45448 | 0 | 0 | 3.7114 | 6.0061 | 0 | 0.4784 | -0.4784 | 16.324 | 70.9171 | 0 | 0.90381 | 0.90381 | 0.10768 | 0.90381 | 0 | 0.49993 | 0 | 0 | 6.0061
2025-07-17 02:00 | 0 | 0 | -139.6915 | 90 | 0 | 0 | 0.29741 | 0.29741 | 0.29741 | 0 | 0 | 5.5511e-17 | 0 | 0 | 0.31306 | 0.29741 | 0 | 0 | 3.9821 | 6.0061 | 0 | 0.31306 | -0.31306 | 15.974 | 69.3965 | 0 | 0.59144 | 0.59144 | 0.070462 | 0.59144 | 0 | 0.32715 | 0 | 0 | 6.0061
2025-07-17 03:00 | 0 | 0 | -128.4408 | 90 | 0 | 0 | 0.4374 | 0.4374 | 0.4374 | 0 | 0 | 5.5511e-17 | 0 | 0 | 0.46043 | 0.4374 | 0 | 0 | 4.1198 | 6.0061 | 0 | 0.46043 | -0.46043 | 15.4592 | 67.1601 | 0 | 0.86984 | 0.86984 | 0.10363 | 0.86984 | 0 | 0.48114 | 0 | 0 | 6.0061
2025-07-17 04:00 | 7.9092e-06 | 0 | -119.1963 | 90 | 0 | 0 | 0.32265 | 0.32265 | 0.32265 | 0 | 0 | 5.5511e-17 | 0 | 0 | 0.33964 | 0.32265 | 0 | 0 | 4.4218 | 5.5918 | 0 | 0.33964 | -0.33964 | 15.0795 | 65.5105 | 0 | 0.64165 | 0.64165 | 0.076443 | 0.64165 | 0 | 0.35492 | 0 | 0 | 5.5918
2025-07-17 05:00 | 0.069742 | 6.1332 | -111.3379 | 95.6576 | 0.038107 | 0.12119 | 0.30177 | 0.30177 | 0.30177 | 40.1596 | 0 | 5.5511e-17 | 0 | 0.12119 | 0.31765 | 0.30177 | 0 | 0 | 4.6068 | 5.2522 | 0 | 0.19646 | -0.19646 | 14.8598 | 64.5562 | 0 | 0.60011 | 0.60011 | 0.071494 | 0.60011 | 0 | 0.33194 | 0.09695 | 0 | 5.3734
2025-07-17 06:00 | 0.20796 | 18.2919 | -104.2943 | 81.6932 | 0.15271 | 0.48564 | 0.46945 | 0.46945 | 0.46945 | 103.45 | 0 | 0 | 0 | 0.48564 | 0.49415 | 0.46945 | 0 | 0 | 4.6783 | 5.0557 | 0 | 0.0085118 | -0.0085118 | 14.8503 | 64.5149 | 0 | 0.93356 | 0.93356 | 0.11122 | 0.93356 | 0 | 0.51639 | 0.38851 | 0 | 5.5413
2025-07-17 07:00 | 0.44424 | 30.8298 | -97.5098 | 67.8097 | 0.3502 | 1.1137 | 0.39008 | 0.39008 | 0.39008 | 285.5033 | 0 | 0 | 0 | 1.1137 | 0.41061 | 0.39008 | 0 | 0 | 4.6098 | 5.0472 | 0.70307 | 0 | 0.70307 | 15.4791 | 67.2468 | 0 | 0.77572 | 0.77572 | 0.092417 | 0.77572 | 0 | 0.42908 | 0.89094 | 0 | 6.1609
2025-07-17 08:00 | 0.71001 | 43.5666 | -90.278 | 54.1861 | 0.61725 | 1.963 | 0.43526 | 0.43526 | 0.43526 | 450.9925 | 0 | 0 | 0 | 1.963 | 0.45816 | 0.43526 | 0 | 0 | 4.0707 | 5.6097 | 1.5048 | 0 | 1.5048 | 16.8251 | 73.094 | 0 | 0.86557 | 0.86557 | 0.10312 | 0.86557 | 0 | 0.47878 | 1.5704 | 0 | 7.5726
2025-07-17 09:00 | 0.69678 | 56.2985 | -81.2613 | 41.1712 | 0.64635 | 2.0555 | 0.45575 | 0.45575 | 0.45575 | 451.0185 | 0 | 0 | 0 | 2.0555 | 0.47973 | 0.45575 | 0 | 0 | 3.0625 | 6.0061 | 1.5758 | 0 | 1.5758 | 18.2345 | 79.217 | 0 | 0.90632 | 0.90632 | 0.10798 | 0.90632 | 0 | 0.50132 | 1.6444 | 0 | 8.0616
2025-07-17 10:00 | 0.86511 | 68.5897 | -66.5557 | 29.6528 | 0.82126 | 2.6118 | 0.42753 | 0.42753 | 0.42753 | 610.895 | 0.012684 | 0 | 0 | 2.6118 | 0.45003 | 0.42753 | 0 | 0 | 2.149 | 6.0061 | 2.149 | 0 | 2.149 | 20.1566 | 87.5675 | 0 | 0.85021 | 0.85021 | 0.10129 | 0.85021 | 0 | 0.47028 | 2.0894 | 0 | 8.6179
2025-07-17 11:00 | 1.0133 | 78.4062 | -29.3714 | 22.164 | 0.9729 | 3.094 | 0.45084 | 0.45084 | 0.45084 | 686.2733 | 1.7228 | 0 | 0 | 3.094 | 0.47457 | 0.45084 | 0 | 0 | 0.89658 | 6.0061 | 0.89658 | 0 | 0.89658 | 20.9586 | 91.0514 | 0 | 0.89656 | 0.89656 | 0.10681 | 0.89656 | 0 | 0.49592 | 2.4752 | 0 | 9.1001
2025-07-17 12:00 | 1.0826 | 77.02 | 40.0359 | 23.0647 | 1.0382 | 3.3017 | 0.70659 | 0.70659 | 0.70659 | 467.2668 | 1.9126 | 0 | 0 | 3.3017 | 0.74378 | 0.70659 | 0 | 0 | 0.64534 | 6.0061 | 0.64534 | 0 | 0.64534 | 21.5358 | 93.559 | 0 | 1.4042 | 1.4042 | 0.16729 | 1.4042 | 0 | 0.77725 | 2.6413 | 0 | 9.3078
2025-07-17 13:00 | 0.95769 | 66.3332 | 70.2039 | 31.6448 | 0.90512 | 2.8784 | 0.83406 | 0.83406 | 0.83406 | 345.1136 | 1.536 | 0 | 0 | 2.8784 | 0.87795 | 0.83406 | 0 | 0 | 0.4645 | 6.0061 | 0.4645 | 0 | 0.4645 | 21.9512 | 95.3639 | 0 | 1.6575 | 1.6575 | 0.19747 | 1.6575 | 0 | 0.91746 | 2.3028 | 0 | 8.8846
2025-07-17 14:00 | 0.81106 | 53.894 | 83.224 | 43.5682 | 0.74187 | 2.3593 | 0.57021 | 0.57021 | 0.57021 | 413.7534 | 1.4247 | 0 | 0 | 2.3593 | 0.60023 | 0.57021 | 0 | 0 | 0.33434 | 6.0061 | 0.33434 | 0 | 0.33434 | 22.2503 | 96.663 | 0 | 1.1332 | 1.1332 | 0.135 | 1.1332 | 0 | 0.62724 | 1.8874 | 0 | 8.3654
2025-07-17 15:00 | 0.75252 | 41.1402 | 91.7324 | 56.7418 | 0.64223 | 2.0424 | 0.7531 | 0.7531 | 0.7531 | 271.1984 | 1.009 | 0 | 0 | 2.0424 | 0.79274 | 0.7531 | 0 | 0 | 0.24065 | 6.0061 | 0.24065 | 0 | 0.24065 | 22.4655 | 97.5981 | 0 | 1.4966 | 1.4966 | 0.1783 | 1.4966 | 0 | 0.82841 | 1.6339 | 0 | 8.0485
2025-07-17 16:00 | 0.52257 | 28.4276 | 98.8071 | 70.4337 | 0.38171 | 1.2139 | 0.81428 | 0.81428 | 0.81428 | 149.0777 | 0.18356 | 0 | 0 | 1.2139 | 0.85714 | 0.81428 | 0 | 0 | 0.17321 | 6.0061 | 0.17321 | 0 | 0.17321 | 22.6205 | 98.2712 | 0 | 1.6182 | 1.6182 | 0.19279 | 1.6182 | 0 | 0.89571 | 0.97113 | 0 | 7.2201
2025-07-17 17:00 | 0.25984 | 15.9472 | 105.5947 | 84.3438 | 0.11198 | 0.35611 | 0.81237 | 0.81237 | 0.81237 | 43.8364 | 0 | 1.1102e-16 | 0 | 0.35611 | 0.85513 | 0.81237 | 0 | 0 | 0.12468 | 6.0061 | 0 | 0.49901 | -0.49901 | 22.0625 | 95.8474 | 0 | 1.6144 | 1.6144 | 0.19234 | 1.6144 | 0 | 0.89361 | 0.28489 | 0 | 6.3623
2025-07-17 18:00 | 0.058844 | 3.8838 | 112.7512 | 98.3081 | 0.013751 | 0.043731 | 0.6851 | 0.6851 | 0.6851 | 6.3832 | 0 | 1.1102e-16 | 0 | 0.043731 | 0.72116 | 0.6851 | 0 | 0 | 0.62681 | 6.0061 | 0 | 0.67743 | -0.67743 | 21.3052 | 92.557 | 0 | 1.3615 | 1.3615 | 0.16221 | 1.3615 | 0 | 0.75361 | 0.034985 | 0 | 6.0499
2025-07-17 19:00 | 0 | 0 | 120.8272 | 90 | 0 | 0 | 0.6541 | 0.6541 | 0.6541 | 0 | 0 | 1.1102e-16 | 0 | 0 | 0.68853 | 0.6541 | 0 | 0 | 1.1812 | 6.0061 | 0 | 0.68853 | -0.68853 | 20.5354 | 89.2128 | 0 | 1.2999 | 1.2999 | 0.15486 | 1.2999 | 0 | 0.71951 | 0 | 0 | 6.0061
2025-07-17 20:00 | 0 | 0 | 130.4045 | 90 | 0 | 0 | 0.82122 | 0.82122 | 0.82122 | 0 | 0 | 1.1102e-16 | 0 | 0 | 0.86444 | 0.82122 | 0 | 0 | 1.671 | 6.0061 | 0 | 0.86444 | -0.86444 | 19.5689 | 85.014 | 0 | 1.632 | 1.632 | 0.19443 | 1.632 | 0 | 0.90334 | 0 | 0 | 6.0061
2025-07-17 21:00 | 0 | 0 | 142.1034 | 90 | 0 | 0 | 0.75752 | 0.75752 | 0.75752 | 0 | 0 | 1.1102e-16 | 0 | 0 | 0.79739 | 0.75752 | 0 | 0 | 2.2841 | 6.0061 | 0 | 0.79739 | -0.79739 | 18.6774 | 81.141 | 0 | 1.5054 | 1.5054 | 0.17935 | 1.5054 | 0 | 0.83327 | 0 | 0 | 6.0061
2025-07-17 22:00 | 0 | 0 | 156.3705 | 90 | 0 | 0 | 0.73838 | 0.73838 | 0.73838 | 0 | 0 | 0 | 0 | 0 | 0.77725 | 0.73838 | 0 | 0 | 2.7949 | 6.0061 | 0 | 0.77725 | -0.77725 | 17.8084 | 77.3658 | 0 | 1.4674 | 1.4674 | 0.17482 | 1.4674 | 0 | 0.81222 | 0 | 0 | 6.0061
2025-07-17 23:00 | 0 | 0 | 172.9356 | 90 | 0 | 0 | 0.77135 | 0.77135 | 0.77135 | 0 | 0 | 1.1102e-16 | 0 | 0 | 0.81195 | 0.77135 | 0 | 0 | 3.2796 | 6.0061 | 0 | 0.81195 | -0.81195 | 16.9006 | 73.4221 | 0 | 1.5329 | 1.5329 | 0.18262 | 1.5329 | 0 | 0.84848 | 0 | 0 | 6.0061
2025-07-18 | 0 | 0 | -169.6604 | 90 | 0 | 0 | 0.3954 | 0.3954 | 0.3954 | 0 | 0 | 5.5511e-17 | 0 | 0 | 0.41621 | 0.3954 | 0 | 0 | 3.7949 | 6.0061 | 0 | 0.41621 | -0.41621 | 16.4353 | 71.4005 | 0 | 0.78631 | 0.78631 | 0.093678 | 0.78631 | 0 | 0.43494 | 0 | 0 | 6.0061
2025-07-18 01:00 | 0 | 0 | -153.4049 | 90 | 0 | 0 | 0.39822 | 0.39822 | 0.39822 | 0 | 0 | 0 | 0 | 0 | 0.41917 | 0.39822 | 0 | 0 | 3.9498 | 6.0061 | 0 | 0.41917 | -0.41917 | 15.9666 | 69.3645 | 0 | 0.79191 | 0.79191 | 0.094345 | 0.79191 | 0 | 0.43804 | 0 | 0 | 6.0061
2025-07-18 02:00 | 0 | 0 | -139.6026 | 90 | 0 | 0 | 0.45397 | 0.45397 | 0.45397 | 0 | 0 | 5.5511e-17 | 0 | 0 | 0.47786 | 0.45397 | 0 | 0 | 4.1659 | 6.0061 | 0 | 0.47786 | -0.47786 | 15.4323 | 67.0435 | 0 | 0.90279 | 0.90279 | 0.10755 | 0.90279 | 0 | 0.49937 | 0 | 0 | 6.0061
2025-07-18 03:00 | 0 | 0 | -128.3322 | 90 | 0 | 0 | 0.44271 | 0.44271 | 0.44271 | 0 | 0 | 5.5511e-17 | 0 | 0 | 0.46601 | 0.44271 | 0 | 0 | 4.4599 | 5.5678 | 0 | 0.46601 | -0.46601 | 14.9113 | 64.78 | 0 | 0.88039 | 0.88039 | 0.10489 | 0.88039 | 0 | 0.48698 | 0 | 0 | 5.5678
2025-07-18 04:00 | 1.067e-06 | 0 | -119.0751 | 90 | 0 | 0 | 0.42925 | 0.42925 | 0.42925 | 0 | 0 | 5.5511e-17 | 0 | 0 | 0.45185 | 0.42925 | 0 | 0 | 4.7453 | 5.1018 | 0 | 0.45185 | -0.45185 | 14.4062 | 62.5853 | 0 | 0.85364 | 0.85364 | 0.1017 | 0.85364 | 0 | 0.47218 | 0 | 0 | 5.1018
2025-07-18 05:00 | 0.080459 | 6.0227 | -111.2055 | 95.6892 | 0.027186 | 0.086455 | 0.47274 | 0.47274 | 0.47274 | 18.2881 | 0 | 0 | 0 | 0.086455 | 0.49762 | 0.47274 | 0 | 0 | 5.0206 | 4.6499 | 0 | 0.41116 | -0.41116 | 13.9465 | 60.5883 | 0 | 0.94011 | 0.94011 | 0.112 | 0.94011 | 0 | 0.52001 | 0.069164 | 0 | 4.7364
2025-07-18 06:00 | 0.26735 | 18.1908 | -104.1479 | 81.7086 | 0.15222 | 0.4841 | 0.29726 | 0.29726 | 0.29726 | 162.8519 | 0 | 0 | 0 | 0.4841 | 0.31291 | 0.29726 | 0 | 0 | 5.143 | 4.2388 | 0.17119 | 0 | 0.17119 | 14.0996 | 61.2535 | 0 | 0.59115 | 0.59115 | 0.070427 | 0.59115 | 0 | 0.32699 | 0.38728 | 0 | 4.7229
2025-07-18 07:00 | 0.48248 | 30.7352 | -97.3428 | 67.8075 | 0.37348 | 1.1877 | 0.35784 | 0.35784 | 0.35784 | 331.9118 | 0 | 0 | 0 | 1.1877 | 0.37667 | 0.35784 | 0 | 0 | 5.0211 | 4.3757 | 0.81104 | 0 | 0.81104 | 14.825 | 64.4049 | 0 | 0.71162 | 0.71162 | 0.08478 | 0.71162 | 0 | 0.39363 | 0.95017 | 0 | 5.5634
2025-07-18 08:00 | 0.58593 | 43.4746 | -90.0778 | 54.1625 | 0.51784 | 1.6468 | 0.38615 | 0.38615 | 0.38615 | 426.4679 | 0 | 0 | 0 | 1.6468 | 0.40647 | 0.38615 | 0 | 0 | 4.4083 | 5.0246 | 1.2403 | 0 | 1.2403 | 15.9344 | 69.2245 | 0 | 0.76792 | 0.76792 | 0.091487 | 0.76792 | 0 | 0.42476 | 1.3174 | 0 | 6.6714
2025-07-18 09:00 | 0.71886 | 56.2028 | -81.0044 | 41.1179 | 0.66691 | 2.1209 | 0.40675 | 0.40675 | 0.40675 | 521.4247 | 0 | 0 | 0 | 2.1209 | 0.42816 | 0.40675 | 0 | 0 | 3.6049 | 6.0061 | 1.6927 | 0 | 1.6927 | 17.4484 | 75.802 | 0 | 0.80888 | 0.80888 | 0.096367 | 0.80888 | 0 | 0.44742 | 1.6967 | 0 | 8.127
2025-07-18 10:00 | 0.92273 | 68.4757 | -66.2042 | 29.5546 | 0.87706 | 2.7892 | 0.40526 | 0.40526 | 0.40526 | 688.249 | 0 | 0 | 0 | 2.7892 | 0.42659 | 0.40526 | 0 | 0 | 2.5814 | 6.0061 | 2.3626 | 0 | 2.3626 | 19.5616 | 84.9824 | 0 | 0.80592 | 0.80592 | 0.096015 | 0.80592 | 0 | 0.44579 | 2.2314 | 0 | 8.7954
2025-07-18 11:00 | 1.0158 | 78.2429 | -29.1074 | 22.008 | 0.97687 | 3.1066 | 0.38319 | 0.38319 | 0.38319 | 810.7307 | 1.5246 | 0 | 0 | 3.1066 | 0.40335 | 0.38319 | 0 | 0 | 1.1787 | 6.0061 | 1.1787 | 0 | 1.1787 | 20.6158 | 89.5624 | 0 | 0.76202 | 0.76202 | 0.090785 | 0.76202 | 0 | 0.42151 | 2.4853 | 0 | 9.1128
2025-07-18 12:00 | 0.87421 | 76.8967 | 39.5052 | 22.8987 | 0.83938 | 2.6694 | 0.8746 | 0.8746 | 0.8746 | 305.2117 | 0.99604 | 0 | 0 | 2.6694 | 0.92063 | 0.8746 | 0 | 0 | 0.75271 | 6.0061 | 0.75271 | 0 | 0.75271 | 21.2891 | 92.4872 | 0 | 1.7381 | 1.7381 | 0.20707 | 1.7381 | 0 | 0.96206 | 2.1355 | 0 | 8.6755
2025-07-18 13:00 | 0.81539 | 66.2677 | 69.8086 | 31.5177 | 0.77275 | 2.4575 | 1.0552 | 1.0552 | 1.0552 | 232.8816 | 0.8049 | 0 | 0 | 2.4575 | 1.1108 | 1.0552 | 0 | 0 | 0.54179 | 6.0061 | 0.54179 | 0 | 0.54179 | 21.7737 | 94.5925 | 0 | 2.0971 | 2.0971 | 0.24984 | 2.0971 | 0 | 1.1608 | 1.966 | 0 | 8.4636
2025-07-18 14:00 | 0.54355 | 53.8453 | 82.9446 | 43.4757 | 0.50756 | 1.6141 | 0.62366 | 0.62366 | 0.62366 | 258.8148 | 0.56767 | 0 | 0 | 1.6141 | 0.65648 | 0.62366 | 0 | 0 | 0.38997 | 6.0061 | 0.38997 | 0 | 0.38997 | 22.1225 | 96.1078 | 0 | 1.2394 | 1.2394 | 0.14766 | 1.2394 | 0 | 0.68602 | 1.2913 | 0 | 7.6203
2025-07-18 15:00 | 0.52249 | 41.094 | 91.5127 | 56.6741 | 0.46018 | 1.4635 | 0.94466 | 0.94466 | 0.94466 | 154.9198 | 0.1884 | 0 | 0 | 1.4635 | 0.99438 | 0.94466 | 0 | 0 | 0.28069 | 6.0061 | 0.28069 | 0 | 0.28069 | 22.3735 | 97.1985 | 0 | 1.8773 | 1.8773 | 0.22366 | 1.8773 | 0 | 1.0391 | 1.1708 | 0 | 7.4696
2025-07-18 16:00 | 0.49301 | 28.3774 | 98.6203 | 70.3852 | 0.36218 | 1.1518 | 0.7432 | 0.7432 | 0.7432 | 154.9793 | 0.16746 | 0 | 0 | 1.1518 | 0.78232 | 0.7432 | 0 | 0 | 0.20204 | 6.0061 | 0.20204 | 0 | 0.20204 | 22.5542 | 97.9835 | 0 | 1.477 | 1.477 | 0.17596 | 1.477 | 0 | 0.81752 | 0.92145 | 0 | 7.158
2025-07-18 17:00 | 0.22566 | 15.8888 | 105.4266 | 84.3121 | 0.11648 | 0.37042 | 0.71732 | 0.71732 | 0.71732 | 51.6392 | 0 | 1.1102e-16 | 0 | 0.37042 | 0.75508 | 0.71732 | 0 | 0 | 0.14542 | 6.0061 | 0 | 0.38466 | -0.38466 | 22.1242 | 96.1152 | 0 | 1.4255 | 1.4255 | 0.16983 | 1.4255 | 0 | 0.78906 | 0.29634 | 0 | 6.3766
2025-07-18 18:00 | 0.053543 | 3.8137 | 112.594 | 98.2927 | 0.018001 | 0.057245 | 0.88958 | 0.88958 | 0.88958 | 6.4351 | 0 | 1.1102e-16 | 0 | 0.057245 | 0.9364 | 0.88958 | 0 | 0 | 0.55405 | 6.0061 | 0 | 0.87915 | -0.87915 | 21.1412 | 91.845 | 0 | 1.7679 | 1.7679 | 0.21062 | 1.7679 | 0 | 0.97853 | 0.045796 | 0 | 6.0634
2025-07-18 19:00 | 0 | 0 | 120.6768 | 90 | 0 | 0 | 0.67029 | 0.67029 | 0.67029 | 0 | 0 | 1.1102e-16 | 0 | 0 | 0.70556 | 0.67029 | 0 | 0 | 1.3111 | 6.0061 | 0 | 0.70556 | -0.70556 | 20.3524 | 88.418 | 0 | 1.3321 | 1.3321 | 0.1587 | 1.3321 | 0 | 0.73732 | 0 | 0 | 6.0061
2025-07-18 20:00 | 0 | 0 | 130.2611 | 90 | 0 | 0 | 0.68026 | 0.68026 | 0.68026 | 0 | 0 | 1.1102e-16 | 0 | 0 | 0.71607 | 0.68026 | 0 | 0 | 1.7944 | 6.0061 | 0 | 0.71607 | -0.71607 | 19.5518 | 84.94 | 0 | 1.3519 | 1.3519 | 0.16106 | 1.3519 | 0 | 0.74829 | 0 | 0 | 6.0061
2025-07-18 21:00 | 0 | 0 | 141.973 | 90 | 0 | 0 | 0.64053 | 0.64053 | 0.64053 | 0 | 0 | 1.1102e-16 | 0 | 0 | 0.67424 | 0.64053 | 0 | 0 | 2.2623 | 6.0061 | 0 | 0.67424 | -0.67424 | 18.798 | 81.6651 | 0 | 1.2729 | 1.2729 | 0.15165 | 1.2729 | 0 | 0.70458 | 0 | 0 | 6.0061
2025-07-18 22:00 | 0 | 0 | 156.2678 | 90 | 0 | 0 | 0.82592 | 0.82592 | 0.82592 | 0 | 0 | 0 | 0 | 0 | 0.86939 | 0.82592 | 0 | 0 | 2.6803 | 6.0061 | 0 | 0.86939 | -0.86939 | 17.826 | 77.4423 | 0 | 1.6414 | 1.6414 | 0.19555 | 1.6414 | 0 | 0.90852 | 0 | 0 | 6.0061
2025-07-18 23:00 | 0 | 0 | 172.8805 | 90 | 0 | 0 | 0.42815 | 0.42815 | 0.42815 | 0 | 0 | 0 | 0 | 0 | 0.45069 | 0.42815 | 0 | 0 | 3.2743 | 6.0061 | 0 | 0.45069 | -0.45069 | 17.3221 | 75.2533 | 0 | 0.85087 | 0.85087 | 0.10137 | 0.85087 | 0 | 0.47097 | 0 | 0 | 6.0061
2025-07-19 | 0 | 0 | -169.6529 | 90 | 0 | 0 | 0.41548 | 0.41548 | 0.41548 | 0 | 0 | 5.5511e-17 | 0 | 0 | 0.43735 | 0.41548 | 0 | 0 | 3.4631 | 6.0061 | 0 | 0.43735 | -0.43735 | 16.8331 | 73.129 | 0 | 0.82625 | 0.82625 | 0.098436 | 0.82625 | 0 | 0.45703 | 0 | 0 | 6.0061
2025-07-19 01:00 | 0 | 0 | -153.3445 | 90 | 0 | 0 | 0.23189 | 0.23189 | 0.23189 | 0 | 0 | 0 | 0 | 0 | 0.2441 | 0.23189 | 0 | 0 | 3.6915 | 6.0061 | 0 | 0.2441 | -0.2441 | 16.5602 | 71.9434 | 0 | 0.46115 | 0.46115 | 0.05494 | 0.46115 | 0 | 0.25508 | 0 | 0 | 6.0061
2025-07-19 02:00 | 0 | 0 | -139.5077 | 90 | 0 | 0 | 0.43971 | 0.43971 | 0.43971 | 0 | 0 | 0 | 0 | 0 | 0.46285 | 0.43971 | 0 | 0 | 3.7713 | 6.0061 | 0 | 0.46285 | -0.46285 | 16.0427 | 69.6953 | 0 | 0.87442 | 0.87442 | 0.10418 | 0.87442 | 0 | 0.48368 | 0 | 0 | 6.0061
2025-07-19 03:00 | 0 | 0 | -128.2175 | 90 | 0 | 0 | 0.48311 | 0.48311 | 0.48311 | 0 | 0 | 0 | 0 | 0 | 0.50854 | 0.48311 | 0 | 0 | 4.0879 | 6.0061 | 0 | 0.50854 | -0.50854 | 15.4742 | 67.2252 | 0 | 0.96074 | 0.96074 | 0.11446 | 0.96074 | 0 | 0.53142 | 0 | 0 | 6.0061
2025-07-19 04:00 | 0 | 0 | -118.9478 | 90 | 0 | 0 | 0.40464 | 0.40464 | 0.40464 | 0 | 0 | 5.5511e-17 | 0 | 0 | 0.42594 | 0.40464 | 0 | 0 | 4.4295 | 5.6052 | 0 | 0.42594 | -0.42594 | 14.998 | 65.1564 | 0 | 0.8047 | 0.8047 | 0.095868 | 0.8047 | 0 | 0.44511 | 0 | 0 | 5.6052
2025-07-19 05:00 | 0.07211 | 5.9106 | -111.0668 | 95.7191 | 0.033081 | 0.1052 | 0.41444 | 0.41444 | 0.41444 | 25.3845 | 0 | 0 | 0 | 0.1052 | 0.43625 | 0.41444 | 0 | 0 | 4.6829 | 5.1793 | 0 | 0.33105 | -0.33105 | 14.6278 | 63.5484 | 0 | 0.82418 | 0.82418 | 0.09819 | 0.82418 | 0 | 0.45589 | 0.084163 | 0 | 5.2845
2025-07-19 06:00 | 0.29778 | 18.0884 | -103.995 | 81.7219 | 0.15519 | 0.49353 | 0.34934 | 0.34934 | 0.34934 | 141.2762 | 0 | 0 | 0 | 0.49353 | 0.36772 | 0.34934 | 0 | 0 | 4.8578 | 4.8482 | 0.12581 | 0 | 0.12581 | 14.7404 | 64.0373 | 0 | 0.69471 | 0.69471 | 0.082765 | 0.69471 | 0 | 0.38427 | 0.39483 | 0 | 5.3417
2025-07-19 07:00 | 0.47082 | 30.6394 | -97.1686 | 67.8027 | 0.36699 | 1.1671 | 0.27669 | 0.27669 | 0.27669 | 421.8092 | 0 | 0 | 0 | 1.1671 | 0.29125 | 0.27669 | 0 | 0 | 4.6631 | 4.9489 | 0.87584 | 0 | 0.87584 | 15.5237 | 67.4406 | 0 | 0.55023 | 0.55023 | 0.065553 | 0.55023 | 0 | 0.30436 | 0.93367 | 0 | 6.116
2025-07-19 08:00 | 0.69154 | 43.3815 | -89.8693 | 54.1356 | 0.60416 | 1.9213 | 0.36832 | 0.36832 | 0.36832 | 521.6575 | 0 | 0 | 0 | 1.9213 | 0.3877 | 0.36832 | 0 | 0 | 4.0044 | 5.6495 | 1.5336 | 0 | 1.5336 | 16.8955 | 73.3998 | 0 | 0.73245 | 0.73245 | 0.087261 | 0.73245 | 0 | 0.40515 | 1.5371 | 0 | 7.5709
2025-07-19 09:00 | 0.92508 | 56.1056 | -80.7372 | 41.0607 | 0.85563 | 2.721 | 0.51375 | 0.51375 | 0.51375 | 529.6403 | 0 | 0 | 0 | 2.721 | 0.54079 | 0.51375 | 0 | 0 | 2.9989 | 6.0061 | 2.1803 | 0 | 2.1803 | 18.8455 | 81.8717 | 0 | 1.0217 | 1.0217 | 0.12172 | 1.0217 | 0 | 0.56513 | 2.1768 | 0 | 8.7272
2025-07-19 10:00 | 0.89268 | 68.3591 | -65.8393 | 29.4514 | 0.85 | 2.7032 | 0.33329 | 0.33329 | 0.33329 | 811.0437 | 0.68693 | 0 | 0 | 2.7032 | 0.35084 | 0.33329 | 0 | 0 | 1.6654 | 6.0061 | 1.6654 | 0 | 1.6654 | 20.3351 | 88.3429 | 0 | 0.6628 | 0.6628 | 0.078964 | 0.6628 | 0 | 0.36662 | 2.1625 | 0 | 8.7093
2025-07-19 11:00 | 0.96012 | 78.0745 | -28.829 | 21.8456 | 0.92468 | 2.9407 | 0.44516 | 0.44516 | 0.44516 | 660.576 | 1.6314 | 0 | 0 | 2.9407 | 0.46859 | 0.44516 | 0 | 0 | 0.84066 | 6.0061 | 0.84066 | 0 | 0.84066 | 21.087 | 91.6094 | 0 | 0.88528 | 0.88528 | 0.10547 | 0.88528 | 0 | 0.48968 | 2.3525 | 0 | 8.9468
2025-07-19 12:00 | 1.0136 | 76.7662 | 38.9753 | 22.7278 | 0.97524 | 3.1014 | 0.6395 | 0.6395 | 0.6395 | 484.9755 | 1.8232 | 0 | 0 | 3.1014 | 0.67316 | 0.6395 | 0 | 0 | 0.60509 | 6.0061 | 0.60509 | 0 | 0.60509 | 21.6282 | 93.9607 | 0 | 1.2709 | 1.2709 | 0.15141 | 1.2709 | 0 | 0.70345 | 2.4811 | 0 | 9.1076
2025-07-19 13:00 | 0.95191 | 66.1963 | 69.4046 | 31.3886 | 0.90284 | 2.8712 | 0.74808 | 0.74808 | 0.74808 | 383.8095 | 1.6482 | 0 | 0 | 2.8712 | 0.78745 | 0.74808 | 0 | 0 | 0.43553 | 6.0061 | 0.43553 | 0 | 0.43553 | 22.0178 | 95.653 | 0 | 1.4867 | 1.4867 | 0.17711 | 1.4867 | 0 | 0.82288 | 2.2969 | 0 | 8.8773
2025-07-19 14:00 | 0.91908 | 53.7916 | 82.6575 | 43.3827 | 0.8433 | 2.6818 | 1.0289 | 1.0289 | 1.0289 | 260.6541 | 1.2853 | 0 | 0 | 2.6818 | 1.083 | 1.0289 | 0 | 0 | 0.31349 | 6.0061 | 0.31349 | 0 | 0.31349 | 22.2982 | 96.8711 | 0 | 2.0447 | 2.0447 | 0.2436 | 2.0447 | 0 | 1.1318 | 2.1455 | 0 | 8.688
2025-07-19 15:00 | 0.71076 | 41.0431 | 91.2868 | 56.6069 | 0.6102 | 1.9405 | 0.73864 | 0.73864 | 0.73864 | 262.7184 | 0.93739 | 0 | 0 | 1.9405 | 0.77752 | 0.73864 | 0 | 0 | 0.22564 | 6.0061 | 0.22564 | 0 | 0.22564 | 22.5 | 97.7479 | 0 | 1.4679 | 1.4679 | 0.17488 | 1.4679 | 0 | 0.8125 | 1.5524 | 0 | 7.9467
2025-07-19 16:00 | 0.4773 | 28.3225 | 98.4281 | 70.338 | 0.35284 | 1.1221 | 0.67885 | 0.67885 | 0.67885 | 165.294 | 0.24511 | 0 | 0 | 1.1221 | 0.71458 | 0.67885 | 0 | 0 | 0.16241 | 6.0061 | 0.16241 | 0 | 0.16241 | 22.6453 | 98.379 | 0 | 1.3491 | 1.3491 | 0.16073 | 1.3491 | 0 | 0.74674 | 0.89768 | 0 | 7.1283
2025-07-19 17:00 | 0.25668 | 15.8256 | 105.2539 | 84.2822 | 0.11269 | 0.35837 | 0.61062 | 0.61062 | 0.61062 | 58.6898 | 0 | 1.1102e-16 | 0 | 0.35837 | 0.64276 | 0.61062 | 0 | 0 | 0.1169 | 6.0061 | 0 | 0.28439 | -0.28439 | 22.3273 | 96.9977 | 0 | 1.2135 | 1.2135 | 0.14457 | 1.2135 | 0 | 0.67169 | 0.2867 | 0 | 6.3645
2025-07-19 18:00 | 0.053542 | 3.7385 | 112.4326 | 98.2795 | 0.016934 | 0.053851 | 0.71979 | 0.71979 | 0.71979 | 7.4816 | 0 | 1.1102e-16 | 0 | 0.053851 | 0.75767 | 0.71979 | 0 | 0 | 0.42312 | 6.0061 | 0 | 0.70382 | -0.70382 | 21.5404 | 93.5791 | 0 | 1.4304 | 1.4304 | 0.17042 | 1.4304 | 0 | 0.79176 | 0.043081 | 0 | 6.06
2025-07-19 19:00 | 0 | 0 | 120.5226 | 90 | 0 | 0 | 0.87784 | 0.87784 | 0.87784 | 0 | 0 | 1.1102e-16 | 0 | 0 | 0.92404 | 0.87784 | 0 | 0 | 1.0329 | 6.0061 | 0 | 0.92404 | -0.92404 | 20.5073 | 89.0909 | 0 | 1.7445 | 1.7445 | 0.20784 | 1.7445 | 0 | 0.96563 | 0 | 0 | 6.0061
2025-07-19 20:00 | 0 | 0 | 130.1143 | 90 | 0 | 0 | 0.97843 | 0.97843 | 0.97843 | 0 | 0 | 0 | 0 | 0 | 1.0299 | 0.97843 | 0 | 0 | 1.7436 | 6.0061 | 0 | 1.0299 | -1.0299 | 19.3558 | 84.0885 | 0 | 1.9444 | 1.9444 | 0.23165 | 1.9444 | 0 | 1.0763 | 0 | 0 | 6.0061
2025-07-19 21:00 | 0 | 0 | 141.8402 | 90 | 0 | 0 | 0.61127 | 0.61127 | 0.61127 | 0 | 0 | 1.1102e-16 | 0 | 0 | 0.64344 | 0.61127 | 0 | 0 | 2.4731 | 6.0061 | 0 | 0.64344 | -0.64344 | 18.6364 | 80.9632 | 0 | 1.2148 | 1.2148 | 0.14472 | 1.2148 | 0 | 0.67239 | 0 | 0 | 6.0061
2025-07-19 22:00 | 0 | 0 | 156.1641 | 90 | 0 | 0 | 0.63477 | 0.63477 | 0.63477 | 0 | 0 | 1.1102e-16 | 0 | 0 | 0.66818 | 0.63477 | 0 | 0 | 2.8063 | 6.0061 | 0 | 0.66818 | -0.66818 | 17.8894 | 77.7177 | 0 | 1.2615 | 1.2615 | 0.15029 | 1.2615 | 0 | 0.69825 | 0 | 0 | 6.0061
2025-07-19 23:00 | 0 | 0 | 172.8266 | 90 | 0 | 0 | 0.67498 | 0.67498 | 0.67498 | 0 | 0 | 0 | 0 | 0 | 0.7105 | 0.67498 | 0 | 0 | 3.1995 | 6.0061 | 0 | 0.7105 | -0.7105 | 17.095 | 74.2667 | 0 | 1.3414 | 1.3414 | 0.15981 | 1.3414 | 0 | 0.74247 | 0 | 0 | 6.0061
2025-07-20 | 0 | 0 | -169.6416 | 90 | 0 | 0 | 0.42994 | 0.42994 | 0.42994 | 0 | 0 | 0 | 0 | 0 | 0.45257 | 0.42994 | 0 | 0 | 3.6436 | 6.0061 | 0 | 0.45257 | -0.45257 | 16.589 | 72.0686 | 0 | 0.855 | 0.855 | 0.10186 | 0.855 | 0 | 0.47293 | 0 | 0 | 6.0061
2025-07-20 01:00 | 0 | 0 | -153.2786 | 90 | 0 | 0 | 0.3096 | 0.3096 | 0.3096 | 0 | 0 | 5.5511e-17 | 0 | 0 | 0.3259 | 0.3096 | 0 | 0 | 3.8553 | 6.0061 | 0 | 0.3259 | -0.3259 | 16.2247 | 70.4856 | 0 | 0.61569 | 0.61569 | 0.073351 | 0.61569 | 0 | 0.34056 | 0 | 0 | 6.0061
2025-07-20 02:00 | 0 | 0 | -139.4067 | 90 | 0 | 0 | 0.39151 | 0.39151 | 0.39151 | 0 | 0 | 5.5511e-17 | 0 | 0 | 0.41212 | 0.39151 | 0 | 0 | 3.9928 | 6.0061 | 0 | 0.41212 | -0.41212 | 15.7639 | 68.4839 | 0 | 0.77858 | 0.77858 | 0.092757 | 0.77858 | 0 | 0.43067 | 0 | 0 | 6.0061
2025-07-20 03:00 | 0 | 0 | -128.0965 | 90 | 0 | 0 | 0.25527 | 0.25527 | 0.25527 | 0 | 0 | 5.5511e-17 | 0 | 0 | 0.2687 | 0.25527 | 0 | 0 | 4.2444 | 5.8643 | 0 | 0.2687 | -0.2687 | 15.4635 | 67.1788 | 0 | 0.50763 | 0.50763 | 0.060477 | 0.50763 | 0 | 0.28079 | 0 | 0 | 5.8643
2025-07-20 04:00 | 0 | 0 | -118.8142 | 90 | 0 | 0 | 0.36892 | 0.36892 | 0.36892 | 0 | 0 | 5.5511e-17 | 0 | 0 | 0.38833 | 0.36892 | 0 | 0 | 4.3701 | 5.5956 | 0 | 0.38833 | -0.38833 | 15.0293 | 65.2926 | 0 | 0.73365 | 0.73365 | 0.087404 | 0.73365 | 0 | 0.40581 | 0 | 0 | 5.5956
2025-07-20 05:00 | 0.045864 | 5.7968 | -110.9218 | 95.7473 | 0.038503 | 0.12245 | 0.27787 | 0.27787 | 0.27787 | 44.0666 | 0 | 0 | 0 | 0.12245 | 0.29249 | 0.27787 | 0 | 0 | 4.6266 | 5.2073 | 0 | 0.17005 | -0.17005 | 14.8392 | 64.4667 | 0 | 0.55258 | 0.55258 | 0.065833 | 0.55258 | 0 | 0.30566 | 0.097958 | 0 | 5.3298
2025-07-20 06:00 | 0.1743 | 17.9847 | -103.8356 | 81.7329 | 0.14331 | 0.45576 | 0.32508 | 0.32508 | 0.32508 | 140.1993 | 0 | 0 | 0 | 0.45576 | 0.34219 | 0.32508 | 0 | 0 | 4.679 | 5.0373 | 0.11357 | 0 | 0.11357 | 14.9408 | 64.908 | 0 | 0.64647 | 0.64647 | 0.077018 | 0.64647 | 0 | 0.35759 | 0.36461 | 0 | 5.493
2025-07-20 07:00 | 0.41756 | 30.5425 | -96.9873 | 67.7951 | 0.33682 | 1.0711 | 0.29614 | 0.29614 | 0.29614 | 361.703 | 0 | 0 | 0 | 1.0711 | 0.31172 | 0.29614 | 0 | 0 | 4.5274 | 5.1281 | 0.75942 | 0 | 0.75942 | 15.62 | 67.8589 | 0 | 0.58891 | 0.58891 | 0.070161 | 0.58891 | 0 | 0.32575 | 0.85691 | 0 | 6.1993
2025-07-20 08:00 | 0.56526 | 43.2873 | -89.6525 | 54.1055 | 0.50336 | 1.6008 | 0.34336 | 0.34336 | 0.34336 | 466.2126 | 0 | 0 | 0 | 1.6008 | 0.36143 | 0.34336 | 0 | 0 | 3.9659 | 5.7357 | 1.2393 | 0 | 1.2393 | 16.7285 | 72.6745 | 0 | 0.68281 | 0.68281 | 0.081348 | 0.68281 | 0 | 0.37769 | 1.2806 | 0 | 7.3364
2025-07-20 09:00 | 0.76917 | 56.0068 | -80.4597 | 40.9996 | 0.71437 | 2.2718 | 0.37835 | 0.37835 | 0.37835 | 600.4496 | 0 | 0 | 0 | 2.2718 | 0.39827 | 0.37835 | 0 | 0 | 3.1631 | 6.0061 | 1.8736 | 0 | 1.8736 | 18.4043 | 79.9546 | 0 | 0.75241 | 0.75241 | 0.089639 | 0.75241 | 0 | 0.41619 | 1.8175 | 0 | 8.278
2025-07-20 10:00 | 0.71232 | 68.2399 | -65.4612 | 29.3432 | 0.67943 | 2.1607 | 0.33878 | 0.33878 | 0.33878 | 637.7853 | 0 | 0 | 0 | 2.1607 | 0.35661 | 0.33878 | 0 | 0 | 2.0096 | 6.0061 | 1.8041 | 0 | 1.8041 | 20.0179 | 86.9648 | 0 | 0.67372 | 0.67372 | 0.080265 | 0.67372 | 0 | 0.37266 | 1.7286 | 0 | 8.1669
2025-07-20 11:00 | 0.70865 | 77.9011 | -28.5368 | 21.677 | 0.68057 | 2.1643 | 0.34907 | 0.34907 | 0.34907 | 620.0314 | 0.76699 | 0 | 0 | 2.1643 | 0.36744 | 0.34907 | 0 | 0 | 1.0299 | 6.0061 | 1.0299 | 0 | 1.0299 | 20.9391 | 90.9667 | 0 | 0.69418 | 0.69418 | 0.082702 | 0.69418 | 0 | 0.38398 | 1.7315 | 0 | 8.1705
2025-07-20 12:00 | 0.67651 | 76.6284 | 38.4474 | 22.5521 | 0.64862 | 2.0627 | 0.78681 | 0.78681 | 0.78681 | 262.1628 | 0.58305 | 0 | 0 | 2.0627 | 0.82822 | 0.78681 | 0 | 0 | 0.65144 | 6.0061 | 0.65144 | 0 | 0.65144 | 21.5218 | 93.498 | 0 | 1.5636 | 1.5636 | 0.18628 | 1.5636 | 0 | 0.86549 | 1.6502 | 0 | 8.0689
2025-07-20 13:00 | 0.59283 | 66.119 | 68.9924 | 31.2575 | 0.56369 | 1.7926 | 0.60945 | 0.60945 | 0.60945 | 294.1358 | 0.6822 | 0 | 0 | 1.7926 | 0.64153 | 0.60945 | 0 | 0 | 0.46889 | 6.0061 | 0.46889 | 0 | 0.46889 | 21.9411 | 95.32 | 0 | 1.2112 | 1.2112 | 0.14429 | 1.2112 | 0 | 0.6704 | 1.4341 | 0 | 7.7988
2025-07-20 14:00 | 0.61107 | 53.7327 | 82.3631 | 43.2893 | 0.56871 | 1.8086 | 0.72459 | 0.72459 | 0.72459 | 249.6058 | 0.70839 | 0 | 0 | 1.8086 | 0.76272 | 0.72459 | 0 | 0 | 0.3375 | 6.0061 | 0.3375 | 0 | 0.3375 | 22.243 | 96.6315 | 0 | 1.44 | 1.44 | 0.17155 | 1.44 | 0 | 0.79705 | 1.4469 | 0 | 7.8148
2025-07-20 15:00 | 0.42415 | 40.9875 | 91.0548 | 56.5403 | 0.38628 | 1.2284 | 0.69459 | 0.69459 | 0.69459 | 176.8584 | 0.25437 | 0 | 0 | 1.2284 | 0.73114 | 0.69459 | 0 | 0 | 0.24293 | 6.0061 | 0.24293 | 0 | 0.24293 | 22.4603 | 97.5754 | 0 | 1.3804 | 1.3804 | 0.16445 | 1.3804 | 0 | 0.76405 | 0.98275 | 0 | 7.2346
2025-07-20 16:00 | 0.27363 | 28.2629 | 98.2308 | 70.2921 | 0.2419 | 0.76929 | 0.60634 | 0.60634 | 0.60634 | 126.874 | 0 | 0 | 0 | 0.76929 | 0.63826 | 0.60634 | 0 | 0 | 0.17485 | 6.0061 | 0.13104 | 0 | 0.13104 | 22.5775 | 98.0846 | 0 | 1.205 | 1.205 | 0.14356 | 1.205 | 0 | 0.66698 | 0.61544 | 0 | 6.7754
2025-07-20 17:00 | 0.13122 | 15.7576 | 105.0765 | 84.254 | 0.1132 | 0.35998 | 0.65675 | 0.65675 | 0.65675 | 54.8129 | 0 | 0 | 0 | 0.35998 | 0.69131 | 0.65675 | 0 | 0 | 0.1573 | 6.0061 | 0 | 0.33133 | -0.33133 | 22.2071 | 96.4752 | 0 | 1.3052 | 1.3052 | 0.15549 | 1.3052 | 0 | 0.72242 | 0.28799 | 0 | 6.3661
2025-07-20 18:00 | 0.053191 | 3.6583 | 112.2669 | 98.2685 | 0.01615 | 0.051359 | 0.65704 | 0.65704 | 0.65704 | 7.8168 | 0 | 1.1102e-16 | 0 | 0.051359 | 0.69162 | 0.65704 | 0 | 0 | 0.50413 | 6.0061 | 0 | 0.64026 | -0.64026 | 21.4912 | 93.3654 | 0 | 1.3057 | 1.3057 | 0.15556 | 1.3057 | 0 | 0.72274 | 0.041087 | 0 | 6.0575
2025-07-20 19:00 | 0 | 0 | 120.3646 | 90 | 0 | 0 | 0.64372 | 0.64372 | 0.64372 | 0 | 0 | 0 | 0 | 0 | 0.6776 | 0.64372 | 0 | 0 | 1.049 | 6.0061 | 0 | 0.6776 | -0.6776 | 20.7336 | 90.0742 | 0 | 1.2793 | 1.2793 | 0.15241 | 1.2793 | 0 | 0.7081 | 0 | 0 | 6.0061
2025-07-20 20:00 | 0 | 0 | 129.9642 | 90 | 0 | 0 | 0.62117 | 0.62117 | 0.62117 | 0 | 0 | 1.1102e-16 | 0 | 0 | 0.65386 | 0.62117 | 0 | 0 | 1.545 | 6.0061 | 0 | 0.65386 | -0.65386 | 20.0026 | 86.8983 | 0 | 1.2345 | 1.2345 | 0.14707 | 1.2345 | 0 | 0.68329 | 0 | 0 | 6.0061
2025-07-20 21:00 | 0 | 0 | 141.7048 | 90 | 0 | 0 | 0.57196 | 0.57196 | 0.57196 | 0 | 0 | 0 | 0 | 0 | 0.60207 | 0.57196 | 0 | 0 | 1.978 | 6.0061 | 0 | 0.60207 | -0.60207 | 19.3295 | 83.974 | 0 | 1.1367 | 1.1367 | 0.13542 | 1.1367 | 0 | 0.62916 | 0 | 0 | 6.0061
2025-07-20 22:00 | 0 | 0 | 156.0594 | 90 | 0 | 0 | 0.52605 | 0.52605 | 0.52605 | 0 | 0 | 1.1102e-16 | 0 | 0 | 0.55374 | 0.52605 | 0 | 0 | 2.35 | 6.0061 | 0 | 0.55374 | -0.55374 | 18.7104 | 81.2844 | 0 | 1.0454 | 1.0454 | 0.12455 | 1.0454 | 0 | 0.57866 | 0 | 0 | 6.0061
2025-07-20 23:00 | 0 | 0 | 172.774 | 90 | 0 | 0 | 0.64555 | 0.64555 | 0.64555 | 0 | 0 | 0 | 0 | 0 | 0.67953 | 0.64555 | 0 | 0 | 2.6802 | 6.0061 | 0 | 0.67953 | -0.67953 | 17.9506 | 77.9839 | 0 | 1.2829 | 1.2829 | 0.15284 | 1.2829 | 0 | 0.71011 | 0 | 0 | 6.0061
2025-07-21 | 0 | 0 | -169.6266 | 90 | 0 | 0 | 0.27829 | 0.27829 | 0.27829 | 0 | 0 | 0 | 0 | 0 | 0.29294 | 0.27829 | 0 | 0 | 3.1314 | 6.0061 | 0 | 0.29294 | -0.29294 | 17.6231 | 76.561 | 0 | 0.55342 | 0.55342 | 0.065932 | 0.55342 | 0 | 0.30612 | 0 | 0 | 6.0061
2025-07-21 01:00 | 0 | 0 | -153.2073 | 90 | 0 | 0 | 0.40254 | 0.40254 | 0.40254 | 0 | 0 | 0 | 0 | 0 | 0.42372 | 0.40254 | 0 | 0 | 3.22 | 6.0061 | 0 | 0.42372 | -0.42372 | 17.1494 | 74.503 | 0 | 0.80051 | 0.80051 | 0.095369 | 0.80051 | 0 | 0.44279 | 0 | 0 | 6.0061
2025-07-21 02:00 | 0 | 0 | -139.2995 | 90 | 0 | 0 | 0.34557 | 0.34557 | 0.34557 | 0 | 0 | 5.5511e-17 | 0 | 0 | 0.36376 | 0.34557 | 0 | 0 | 3.4787 | 6.0061 | 0 | 0.36376 | -0.36376 | 16.7427 | 72.7361 | 0 | 0.68721 | 0.68721 | 0.081872 | 0.68721 | 0 | 0.38013 | 0 | 0 | 6.0061
2025-07-21 03:00 | 0 | 0 | -127.9693 | 90 | 0 | 0 | 0.45533 | 0.45533 | 0.45533 | 0 | 0 | 0 | 0 | 0 | 0.47929 | 0.45533 | 0 | 0 | 3.6865 | 6.0061 | 0 | 0.47929 | -0.47929 | 16.2068 | 70.4082 | 0 | 0.90548 | 0.90548 | 0.10788 | 0.90548 | 0 | 0.50086 | 0 | 0 | 6.0061
2025-07-21 04:00 | 0 | 0 | -118.6743 | 90 | 0 | 0 | 0.37974 | 0.37974 | 0.37974 | 0 | 0 | 5.5511e-17 | 0 | 0 | 0.39972 | 0.37974 | 0 | 0 | 4.0084 | 6.0061 | 0 | 0.39972 | -0.39972 | 15.7599 | 68.4667 | 0 | 0.75516 | 0.75516 | 0.089967 | 0.75516 | 0 | 0.41771 | 0 | 0 | 6.0061
2025-07-21 05:00 | 0.0082177 | 5.6814 | -110.7706 | 95.7737 | 0.0076967 | 0.024477 | 0.46314 | 0.46314 | 0.46314 | 5.285 | 0 | 5.5511e-17 | 0 | 0.024477 | 0.48752 | 0.46314 | 0 | 0 | 4.2457 | 5.8608 | 0 | 0.46304 | -0.46304 | 15.2422 | 66.2176 | 0 | 0.92103 | 0.92103 | 0.10973 | 0.92103 | 0 | 0.50946 | 0.019582 | 0 | 5.8853
2025-07-21 06:00 | 0.035499 | 17.8797 | -103.6695 | 81.7416 | 0.033315 | 0.10595 | 0.37691 | 0.37691 | 0.37691 | 28.1091 | 0 | 0 | 0 | 0.10595 | 0.39675 | 0.37691 | 0 | 0 | 4.5463 | 5.3978 | 0 | 0.2908 | -0.2908 | 14.9171 | 64.8051 | 0 | 0.74955 | 0.74955 | 0.089299 | 0.74955 | 0 | 0.41461 | 0.084758 | 0 | 5.5037
2025-07-21 07:00 | 0.10424 | 30.4446 | -96.7988 | 67.7849 | 0.097989 | 0.31162 | 0.46679 | 0.46679 | 0.46679 | 66.7578 | 0 | 5.5511e-17 | 0 | 0.31162 | 0.49136 | 0.46679 | 0 | 0 | 4.6854 | 5.107 | 0 | 0.17974 | -0.17974 | 14.7162 | 63.9321 | 0 | 0.92829 | 0.92829 | 0.11059 | 0.92829 | 0 | 0.51347 | 0.2493 | 0 | 5.4186
2025-07-21 08:00 | 0.1642 | 43.1919 | -89.4275 | 54.0722 | 0.15465 | 0.4918 | 0.24137 | 0.24137 | 0.24137 | 203.7577 | 0 | 0 | 0 | 0.4918 | 0.25407 | 0.24137 | 0 | 0 | 4.7486 | 4.9272 | 0.23773 | 0 | 0.23773 | 14.9288 | 64.8559 | 0 | 0.47999 | 0.47999 | 0.057185 | 0.47999 | 0 | 0.2655 | 0.39344 | 0 | 5.419
2025-07-21 09:00 | 0.17545 | 55.9065 | -80.1723 | 40.9346 | 0.16541 | 0.52603 | 0.38064 | 0.38064 | 0.38064 | 138.1957 | 0 | 0 | 0 | 0.52603 | 0.40067 | 0.38064 | 0 | 0 | 4.5073 | 5.1174 | 0.12535 | 0 | 0.12535 | 15.0409 | 65.343 | 0 | 0.75696 | 0.75696 | 0.090181 | 0.75696 | 0 | 0.4187 | 0.42082 | 0 | 5.6434
2025-07-21 10:00 | 0.4452 | 68.1181 | -65.0704 | 29.23 | 0.4222 | 1.3427 | 0.3117 | 0.3117 | 0.3117 | 430.748 | 0 | 0 | 0 | 1.3427 | 0.32811 | 0.3117 | 0 | 0 | 4.4158 | 5.2177 | 1.0145 | 0 | 1.0145 | 15.9483 | 69.2852 | 0 | 0.61987 | 0.61987 | 0.073849 | 0.61987 | 0 | 0.34287 | 1.0741 | 0 | 6.5603
2025-07-21 11:00 | 0.66178 | 77.7228 | -28.2317 | 21.5022 | 0.635 | 2.0194 | 0.29261 | 0.29261 | 0.29261 | 690.1306 | 0 | 0 | 0 | 2.0194 | 0.30801 | 0.29261 | 0 | 0 | 3.7026 | 6.0061 | 1.7114 | 0 | 1.7114 | 17.4791 | 75.9352 | 0 | 0.5819 | 0.5819 | 0.069326 | 0.5819 | 0 | 0.32187 | 1.6155 | 0 | 8.0256
2025-07-21 12:00 | 0.33689 | 76.4833 | 37.9225 | 22.3716 | 0.31834 | 1.0124 | 0.73505 | 0.73505 | 0.73505 | 137.7273 | 0 | 0 | 0 | 1.0124 | 0.77374 | 0.73505 | 0 | 0 | 2.6063 | 6.0061 | 0.23863 | 0 | 0.23863 | 17.6925 | 76.8624 | 0 | 1.4608 | 1.4608 | 0.17403 | 1.4608 | 0 | 0.80856 | 0.8099 | 0 | 7.0185
2025-07-21 13:00 | 0.35454 | 66.0355 | 68.5725 | 31.1245 | 0.33515 | 1.0658 | 0.5662 | 0.5662 | 0.5662 | 188.2421 | 0 | 0 | 0 | 1.0658 | 0.596 | 0.5662 | 0 | 0 | 2.7041 | 6.0061 | 0.46983 | 0 | 0.46983 | 18.1127 | 78.688 | 0 | 1.1252 | 1.1252 | 0.13405 | 1.1252 | 0 | 0.62282 | 0.85267 | 0 | 7.072
2025-07-21 14:00 | 0.41259 | 53.6687 | 82.0616 | 43.1959 | 0.38893 | 1.2369 | 0.80467 | 0.80467 | 0.80467 | 153.7105 | 0 | 0 | 0 | 1.2369 | 0.84703 | 0.80467 | 0 | 0 | 2.5141 | 6.0061 | 0.38984 | 0 | 0.38984 | 18.4614 | 80.2028 | 0 | 1.5991 | 1.5991 | 0.19051 | 1.5991 | 0 | 0.88514 | 0.98949 | 0 | 7.243
2025-07-21 15:00 | 0.3024 | 40.9269 | 90.8168 | 56.4745 | 0.28291 | 0.89971 | 0.87639 | 0.87639 | 0.87639 | 102.6614 | 0 | 1.1102e-16 | 0 | 0.89971 | 0.92252 | 0.87639 | 0 | 0 | 2.3568 | 6.0061 | 0 | 0.022801 | -0.022801 | 18.4359 | 80.0921 | 0 | 1.7417 | 1.7417 | 0.20749 | 1.7417 | 0 | 0.96403 | 0.71977 | 0 | 6.9059
2025-07-21 16:00 | 0.12395 | 28.1985 | 98.0283 | 70.2475 | 0.11636 | 0.37003 | 0.92085 | 0.92085 | 0.92085 | 40.1838 | 0 | 0 | 0 | 0.37003 | 0.96932 | 0.92085 | 0 | 0 | 2.4789 | 6.0061 | 0 | 0.59929 | -0.59929 | 17.7659 | 77.1813 | 0 | 1.83 | 1.83 | 0.21802 | 1.83 | 0 | 1.0129 | 0.29603 | 0 | 6.3762
2025-07-21 17:00 | 0.24735 | 15.6847 | 104.8947 | 84.2276 | 0.11336 | 0.36051 | 0.69224 | 0.69224 | 0.69224 | 52.0781 | 0 | 0 | 0 | 0.36051 | 0.72868 | 0.69224 | 0 | 0 | 3.0574 | 6.0061 | 0 | 0.36817 | -0.36817 | 17.3543 | 75.393 | 0 | 1.3757 | 1.3757 | 0.1639 | 1.3757 | 0 | 0.76147 | 0.28841 | 0 | 6.3667
2025-07-21 18:00 | 0.04429 | 3.5731 | 112.0972 | 98.2597 | 0.02306 | 0.073333 | 0.6794 | 0.6794 | 0.6794 | 10.7938 | 0 | 0 | 0 | 0.073333 | 0.71516 | 0.6794 | 0 | 0 | 3.313 | 6.0061 | 0 | 0.64183 | -0.64183 | 16.6367 | 72.2756 | 0 | 1.3502 | 1.3502 | 0.16086 | 1.3502 | 0 | 0.74734 | 0.058667 | 0 | 6.0795
2025-07-21 19:00 | 0 | 0 | 120.2029 | 90 | 0 | 0 | 0.78635 | 0.78635 | 0.78635 | 0 | 0 | 1.1102e-16 | 0 | 0 | 0.82774 | 0.78635 | 0 | 0 | 3.7992 | 6.0061 | 0 | 0.82774 | -0.82774 | 15.7112 | 68.2552 | 0 | 1.5627 | 1.5627 | 0.18618 | 1.5627 | 0 | 0.86499 | 0 | 0 | 6.0061
2025-07-21 20:00 | 0 | 0 | 129.811 | 90 | 0 | 0 | 0.77499 | 0.77499 | 0.77499 | 0 | 0 | 1.1102e-16 | 0 | 0 | 0.81578 | 0.77499 | 0 | 0 | 4.4035 | 5.8173 | 0 | 0.81578 | -0.81578 | 14.7992 | 64.2928 | 0 | 1.5401 | 1.5401 | 0.18349 | 1.5401 | 0 | 0.85249 | 0 | 0 | 5.8173
2025-07-21 21:00 | 0 | 0 | 141.5671 | 90 | 0 | 0 | 0.81311 | 0.81311 | 0.81311 | 0 | 0 | 0 | 0 | 0 | 0.8559 | 0.81311 | 0 | 0 | 4.9469 | 5.0015 | 0 | 0.8559 | -0.8559 | 13.8422 | 60.1356 | 0 | 1.6159 | 1.6159 | 0.19251 | 1.6159 | 0 | 0.89442 | 0 | 0 | 5.0015
2025-07-21 22:00 | 0 | 0 | 155.9538 | 90 | 0 | 0 | 0.68349 | 0.68349 | 0.68349 | 0 | 0 | 0 | 0 | 0 | 0.71946 | 0.68349 | 0 | 0 | 5.143 | 4.1456 | 0 | 0.71946 | -0.71946 | 13.0379 | 56.641 | 0 | 1.3583 | 1.3583 | 0.16182 | 1.3583 | 0 | 0.75184 | 0 | 0 | 4.1456
2025-07-21 23:00 | 0 | 0 | 172.7228 | 90 | 0 | 0 | 0.87059 | 0.87059 | 0.87059 | 0 | 0 | 0 | 0 | 0 | 0.91641 | 0.87059 | 0 | 0 | 5.143 | 3.4261 | 0 | 0.91641 | -0.91641 | 12.0133 | 52.1899 | 0 | 1.7301 | 1.7301 | 0.20612 | 1.7301 | 0 | 0.95765 | 0 | 0 | 3.4261
2025-07-22 | 0 | 0 | -169.6077 | 90 | 0 | 0 | 0.44684 | 0.44684 | 0.44684 | 0 | 0 | 5.5511e-17 | 0 | 0 | 0.47036 | 0.44684 | 0 | 0 | 5.143 | 2.5097 | 0 | 0.47036 | -0.47036 | 11.4874 | 49.9053 | 0 | 0.88861 | 0.88861 | 0.10587 | 0.88861 | 0 | 0.49152 | 0 | 0 | 2.5097
2025-07-22 01:00 | 0 | 0 | -153.1304 | 90 | 0 | 0 | 0.46695 | 0.46695 | 0.46695 | 0 | 0 | 5.5511e-17 | 0 | 0 | 0.49153 | 0.46695 | 0 | 0 | 5.143 | 2.0393 | 0 | 0.49153 | -0.49153 | 10.9379 | 47.5179 | 0 | 0.9286 | 0.9286 | 0.11063 | 0.9286 | 0 | 0.51365 | 0 | 0 | 2.0393
2025-07-22 02:00 | 0 | 0 | -139.1862 | 90 | 0 | 0 | 0.40766 | 0.40766 | 0.40766 | 0 | 0 | 0 | 0 | 0 | 0.42912 | 0.40766 | 0 | 0 | 5.143 | 1.5478 | 0 | 0.42912 | -0.42912 | 10.4581 | 45.4336 | 0 | 0.8107 | 0.8107 | 0.096584 | 0.8107 | 0 | 0.44843 | 0 | 0 | 1.5478
2025-07-22 03:00 | 0 | 0 | -127.8358 | 90 | 0 | 0 | 0.30666 | 0.30666 | 0.30666 | 0 | 0 | 5.5511e-17 | 0 | 0 | 0.3228 | 0.30666 | 0 | 0 | 5.143 | 1.1187 | 0 | 0.3228 | -0.3228 | 10.0972 | 43.8657 | 0 | 0.60985 | 0.60985 | 0.072655 | 0.60985 | 0 | 0.33733 | 0 | 0 | 1.1187
2025-07-22 04:00 | 0 | 0 | -118.5283 | 90 | 0 | 0 | 0.43377 | 0.43377 | 0.43377 | 0 | 0 | 5.5511e-17 | 0 | 0 | 0.4566 | 0.43377 | 0 | 0 | 5.143 | 0.79589 | 0 | 0.4566 | -0.4566 | 9.5867 | 41.648 | 0 | 0.86262 | 0.86262 | 0.10277 | 0.86262 | 0 | 0.47715 | 0 | 0 | 0.79589
2025-07-22 05:00 | 0.082225 | 5.5646 | -110.613 | 95.7981 | 0.017566 | 0.055863 | 0.26009 | 0.26009 | 0.26009 | 21.4783 | 0 | 0 | 0 | 0.055863 | 0.27378 | 0.26009 | 0 | 0 | 5.143 | 0.33929 | 0 | 0.21792 | -0.21792 | 9.3431 | 40.5895 | 0 | 0.51723 | 0.51723 | 0.061621 | 0.51723 | 0 | 0.2861 | 0.044691 | 0 | 0.39515
2025-07-22 06:00 | 0.31596 | 17.7736 | -103.497 | 81.7481 | 0.16185 | 0.5147 | 0.3551 | 0.3551 | 0.3551 | 144.942 | 0 | 0 | 0.17752 | 0.5147 | 0.37379 | 0.3551 | 0 | 0 | 5.143 | 0.12137 | 0.1409 | 0 | 0.1409 | 9.4691 | 41.137 | 0 | 0.70618 | 0.70618 | 0.084131 | 0.70618 | 0 | 0.39062 | 0.41176 | 0 | 0.63606
2025-07-22 07:00 | 0.52426 | 30.3456 | -96.6034 | 67.772 | 0.40614 | 1.2916 | 0.4346 | 0.4346 | 0.4346 | 297.1982 | 0 | 0 | 0.010265 | 1.2916 | 0.45747 | 0.4346 | 0 | 0 | 5.143 | 0.23409 | 0.83414 | 0 | 0.83414 | 10.2152 | 44.3782 | 0 | 0.86426 | 0.86426 | 0.10296 | 0.86426 | 0 | 0.47805 | 1.0333 | 0 | 1.5257
2025-07-22 08:00 | 0.72691 | 43.0954 | -89.1945 | 54.0357 | 0.63893 | 2.0319 | 0.27597 | 0.27597 | 0.27597 | 736.2769 | 0 | 0 | 0 | 2.0319 | 0.29049 | 0.27597 | 0 | 0 | 5.143 | 0.9014 | 1.7414 | 0 | 1.7414 | 11.7727 | 51.1448 | 0 | 0.54881 | 0.54881 | 0.065383 | 0.54881 | 0 | 0.30357 | 1.6255 | 0 | 2.9333
2025-07-22 09:00 | 0.82939 | 55.8047 | -79.8749 | 40.8657 | 0.77222 | 2.4558 | 0.29252 | 0.29252 | 0.29252 | 839.5223 | 0 | 0 | 0 | 2.4558 | 0.30792 | 0.29252 | 0 | 0 | 5.143 | 2.2945 | 2.1479 | 0 | 2.1479 | 13.6938 | 59.4908 | 0 | 0.58172 | 0.58172 | 0.069304 | 0.58172 | 0 | 0.32177 | 1.9646 | 0 | 4.7503
2025-07-22 10:00 | 0.85662 | 67.9935 | -64.6671 | 29.1119 | 0.81996 | 2.6076 | 0.3015 | 0.3015 | 0.3015 | 864.8815 | 0 | 0 | 0 | 2.6076 | 0.31737 | 0.3015 | 0 | 0 | 4.5214 | 4.0128 | 2.2902 | 0 | 2.2902 | 15.7423 | 68.3899 | 0 | 0.59957 | 0.59957 | 0.071431 | 0.59957 | 0 | 0.33165 | 2.0861 | 0 | 6.6204
2025-07-22 11:00 | 0.93841 | 77.5395 | -27.9145 | 21.3211 | 0.90829 | 2.8885 | 0.45929 | 0.45929 | 0.45929 | 628.9133 | 0 | 0 | 0 | 2.8885 | 0.48346 | 0.45929 | 0 | 0 | 3.2554 | 5.845 | 2.4051 | 0 | 2.4051 | 17.8934 | 77.7353 | 0 | 0.91336 | 0.91336 | 0.10881 | 0.91336 | 0 | 0.50522 | 2.3108 | 0 | 8.7335
2025-07-22 12:00 | 0.94708 | 76.3308 | 37.4015 | 22.1866 | 0.91584 | 2.9125 | 0.72856 | 0.72856 | 0.72856 | 399.7677 | 0.16809 | 0 | 0 | 2.9125 | 0.7669 | 0.72856 | 0 | 0 | 1.9775 | 6.0061 | 1.9775 | 0 | 1.9775 | 19.6622 | 85.4195 | 0 | 1.4479 | 1.4479 | 0.17249 | 1.4479 | 0 | 0.80141 | 2.33 | 0 | 8.9187
2025-07-22 13:00 | 0.92288 | 65.9459 | 68.1454 | 30.99 | 0.88034 | 2.7996 | 0.88857 | 0.88857 | 0.88857 | 315.072 | 0.81282 | 0 | 0 | 2.7996 | 0.93534 | 0.88857 | 0 | 0 | 1.0515 | 6.0061 | 1.0515 | 0 | 1.0515 | 20.6027 | 89.5052 | 0 | 1.7659 | 1.7659 | 0.21038 | 1.7659 | 0 | 0.97743 | 2.2397 | 0 | 8.8058
2025-07-22 14:00 | 0.83646 | 53.5993 | 81.7533 | 43.1024 | 0.77291 | 2.458 | 0.77396 | 0.77396 | 0.77396 | 317.5847 | 0.88644 | 0 | 0 | 2.458 | 0.81469 | 0.77396 | 0 | 0 | 0.75684 | 6.0061 | 0.75684 | 0 | 0.75684 | 21.2796 | 92.4461 | 0 | 1.5381 | 1.5381 | 0.18324 | 1.5381 | 0 | 0.85135 | 1.9664 | 0 | 8.4641
2025-07-22 15:00 | 0.58976 | 40.8614 | 90.5731 | 56.4096 | 0.51535 | 1.6389 | 0.72637 | 0.72637 | 0.72637 | 225.6305 | 0.32955 | 0 | 0 | 1.6389 | 0.7646 | 0.72637 | 0 | 0 | 0.54476 | 6.0061 | 0.54476 | 0 | 0.54476 | 21.7669 | 94.5628 | 0 | 1.4435 | 1.4435 | 0.17197 | 1.4435 | 0 | 0.799 | 1.3111 | 0 | 7.6451
2025-07-22 16:00 | 0.47224 | 28.1294 | 97.8209 | 70.2043 | 0.35332 | 1.1236 | 0.72618 | 0.72618 | 0.72618 | 154.7307 | 0 | 0 | 0 | 1.1236 | 0.7644 | 0.72618 | 0 | 0 | 0.3921 | 6.0061 | 0.35923 | 0 | 0.35923 | 22.0882 | 95.9587 | 0 | 1.4431 | 1.4431 | 0.17193 | 1.4431 | 0 | 0.7988 | 0.8989 | 0 | 7.1298
2025-07-22 17:00 | 0.24282 | 15.607 | 104.7084 | 84.2032 | 0.11375 | 0.36175 | 0.8923 | 0.8923 | 0.8923 | 40.541 | 0 | 1.1102e-16 | 0 | 0.36175 | 0.93926 | 0.8923 | 0 | 0 | 0.30582 | 6.0061 | 0 | 0.57751 | -0.57751 | 21.4425 | 93.1536 | 0 | 1.7733 | 1.7733 | 0.21126 | 1.7733 | 0 | 0.98153 | 0.2894 | 0 | 6.3679
2025-07-22 18:00 | 0.053246 | 3.4827 | 111.9235 | 98.2532 | 0.013653 | 0.04342 | 0.4698 | 0.4698 | 0.4698 | 9.2422 | 0 | 5.5511e-17 | 0 | 0.04342 | 0.49453 | 0.4698 | 0 | 0 | 0.94321 | 6.0061 | 0 | 0.45111 | -0.45111 | 20.9381 | 90.9625 | 0 | 0.93364 | 0.93364 | 0.11123 | 0.93364 | 0 | 0.51678 | 0.034736 | 0 | 6.0496
2025-07-22 19:00 | 0 | 0 | 120.0375 | 90 | 0 | 0 | 0.6052 | 0.6052 | 0.6052 | 0 | 0 | 0 | 0 | 0 | 0.63706 | 0.6052 | 0 | 0 | 1.3109 | 6.0061 | 0 | 0.63706 | -0.63706 | 20.2259 | 87.8683 | 0 | 1.2027 | 1.2027 | 0.14329 | 1.2027 | 0 | 0.66572 | 0 | 0 | 6.0061
2025-07-22 20:00 | 0 | 0 | 129.6545 | 90 | 0 | 0 | 0.74072 | 0.74072 | 0.74072 | 0 | 0 | 1.1102e-16 | 0 | 0 | 0.77971 | 0.74072 | 0 | 0 | 1.7965 | 6.0061 | 0 | 0.77971 | -0.77971 | 19.3541 | 84.0811 | 0 | 1.472 | 1.472 | 0.17537 | 1.472 | 0 | 0.8148 | 0 | 0 | 6.0061
2025-07-22 21:00 | 0 | 0 | 141.4271 | 90 | 0 | 0 | 0.83468 | 0.83468 | 0.83468 | 0 | 0 | 1.1102e-16 | 0 | 0 | 0.87861 | 0.83468 | 0 | 0 | 2.36 | 6.0061 | 0 | 0.87861 | -0.87861 | 18.3718 | 79.8136 | 0 | 1.6588 | 1.6588 | 0.19762 | 1.6588 | 0 | 0.91815 | 0 | 0 | 6.0061
2025-07-22 22:00 | 0 | 0 | 155.8474 | 90 | 0 | 0 | 0.8664 | 0.8664 | 0.8664 | 0 | 0 | 1.1102e-16 | 0 | 0 | 0.912 | 0.8664 | 0 | 0 | 2.9683 | 6.0061 | 0 | 0.912 | -0.912 | 17.3522 | 75.3839 | 0 | 1.7218 | 1.7218 | 0.20513 | 1.7218 | 0 | 0.95304 | 0 | 0 | 6.0061
2025-07-22 23:00 | 0 | 0 | 172.6731 | 90 | 0 | 0 | 0.71213 | 0.71213 | 0.71213 | 0 | 0 | 1.1102e-16 | 0 | 0 | 0.74961 | 0.71213 | 0 | 0 | 3.572 | 6.0061 | 0 | 0.74961 | -0.74961 | 16.5141 | 71.7429 | 0 | 1.4152 | 1.4152 | 0.1686 | 1.4152 | 0 | 0.78335 | 0 | 0 | 6.0061
2025-07-23 | 0 | 0 | -169.5847 | 90 | 0 | 0 | 0.34106 | 0.34106 | 0.34106 | 0 | 0 | 5.5511e-17 | 0 | 0 | 0.35901 | 0.34106 | 0 | 0 | 4.0098 | 6.0061 | 0 | 0.35901 | -0.35901 | 16.1127 | 69.9991 | 0 | 0.67825 | 0.67825 | 0.080804 | 0.67825 | 0 | 0.37517 | 0 | 0 | 6.0061
2025-07-23 01:00 | 0 | 0 | -153.048 | 90 | 0 | 0 | 0.34655 | 0.34655 | 0.34655 | 0 | 0 | 5.5511e-17 | 0 | 0 | 0.36479 | 0.34655 | 0 | 0 | 4.1136 | 6.0061 | 0 | 0.36479 | -0.36479 | 15.7048 | 68.2273 | 0 | 0.68917 | 0.68917 | 0.082105 | 0.68917 | 0 | 0.38121 | 0 | 0 | 6.0061
2025-07-23 02:00 | 0 | 0 | -139.0666 | 90 | 0 | 0 | 0.29552 | 0.29552 | 0.29552 | 0 | 0 | 5.5511e-17 | 0 | 0 | 0.31108 | 0.29552 | 0 | 0 | 4.2898 | 5.8115 | 0 | 0.31108 | -0.31108 | 15.357 | 66.7163 | 0 | 0.58769 | 0.58769 | 0.070016 | 0.58769 | 0 | 0.32508 | 0 | 0 | 5.8115
2025-07-23 03:00 | 0 | 0 | -127.696 | 90 | 0 | 0 | 0.38035 | 0.38035 | 0.38035 | 0 | 0 | 5.5511e-17 | 0 | 0 | 0.40037 | 0.38035 | 0 | 0 | 4.4465 | 5.5004 | 0 | 0.40037 | -0.40037 | 14.9094 | 64.7717 | 0 | 0.75639 | 0.75639 | 0.090114 | 0.75639 | 0 | 0.41839 | 0 | 0 | 5.5004
2025-07-23 04:00 | 0 | 0 | -118.376 | 90 | 0 | 0 | 0.44034 | 0.44034 | 0.44034 | 0 | 0 | 5.5511e-17 | 0 | 0 | 0.46351 | 0.44034 | 0 | 0 | 4.7041 | 5.1001 | 0 | 0.46351 | -0.46351 | 14.3912 | 62.5203 | 0 | 0.87567 | 0.87567 | 0.10432 | 0.87567 | 0 | 0.48437 | 0 | 0 | 5.1001
2025-07-23 05:00 | 0.086382 | 5.4463 | -110.4493 | 95.8206 | 0.012281 | 0.039056 | 0.33082 | 0.33082 | 0.33082 | 11.8058 | 0 | 0 | 0 | 0.039056 | 0.34823 | 0.33082 | 0 | 0 | 5.0137 | 4.6365 | 0 | 0.30917 | -0.30917 | 14.0455 | 61.0186 | 0 | 0.65788 | 0.65788 | 0.078377 | 0.65788 | 0 | 0.3639 | 0.031245 | 0 | 4.6756
2025-07-23 06:00 | 0.29013 | 17.6664 | -103.3181 | 81.7522 | 0.15392 | 0.48949 | 0.23673 | 0.23673 | 0.23673 | 206.7728 | 0 | 0 | 0 | 0.48949 | 0.24919 | 0.23673 | 0 | 0 | 5.143 | 4.3274 | 0.2403 | 0 | 0.2403 | 14.2605 | 61.9524 | 0 | 0.47077 | 0.47077 | 0.056086 | 0.47077 | 0 | 0.2604 | 0.3916 | 0 | 4.8169
2025-07-23 07:00 | 0.5417 | 30.2457 | -96.4009 | 67.7563 | 0.42064 | 1.3377 | 0.36025 | 0.36025 | 0.36025 | 371.3232 | 0 | 0 | 0 | 1.3377 | 0.37921 | 0.36025 | 0 | 0 | 4.9012 | 4.5196 | 0.95849 | 0 | 0.95849 | 15.1177 | 65.6768 | 0 | 0.71642 | 0.71642 | 0.085351 | 0.71642 | 0 | 0.39628 | 1.0702 | 0 | 5.8573
2025-07-23 08:00 | 0.75976 | 42.9978 | -88.9534 | 53.996 | 0.66919 | 2.1281 | 0.4139 | 0.4139 | 0.4139 | 514.1722 | 0 | 0 | 0 | 2.1281 | 0.43568 | 0.4139 | 0 | 0 | 4.1996 | 5.2864 | 1.6925 | 0 | 1.6925 | 16.6315 | 72.2532 | 0 | 0.8231 | 0.8231 | 0.098061 | 0.8231 | 0 | 0.45529 | 1.7025 | 0 | 7.4146
2025-07-23 09:00 | 0.94833 | 55.7013 | -79.5679 | 40.7931 | 0.88432 | 2.8123 | 0.18687 | 0.18687 | 0.18687 | 1504.943 | 0 | 0 | 0 | 2.8123 | 0.1967 | 0.18687 | 0 | 0 | 3.0975 | 6.0061 | 2.6156 | 0 | 2.6156 | 18.971 | 82.4166 | 0 | 0.37162 | 0.37162 | 0.044273 | 0.37162 | 0 | 0.20556 | 2.2498 | 0 | 8.8184
2025-07-23 10:00 | 1.0505 | 67.8662 | -64.2518 | 28.989 | 1.0076 | 3.2042 | 0.44812 | 0.44812 | 0.44812 | 715.0391 | 1.2537 | 0 | 0 | 3.2042 | 0.4717 | 0.44812 | 0 | 0 | 1.4788 | 6.0061 | 1.4788 | 0 | 1.4788 | 20.2937 | 88.1628 | 0 | 0.89115 | 0.89115 | 0.10617 | 0.89115 | 0 | 0.49293 | 2.5634 | 0 | 9.2104
2025-07-23 11:00 | 1.0839 | 77.3512 | -27.586 | 21.1338 | 1.0516 | 3.3442 | 0.34168 | 0.34168 | 0.34168 | 978.7496 | 2.1309 | 0 | 0 | 3.3442 | 0.35966 | 0.34168 | 0 | 0 | 0.85365 | 6.0061 | 0.85365 | 0 | 0.85365 | 21.0572 | 91.4799 | 0 | 0.67948 | 0.67948 | 0.080951 | 0.67948 | 0 | 0.37585 | 2.6753 | 0 | 9.3503
2025-07-23 12:00 | 1.1067 | 76.1711 | 36.8856 | 21.9971 | 1.0726 | 3.4112 | 0.76703 | 0.76703 | 0.76703 | 444.7225 | 1.9893 | 0 | 0 | 3.4112 | 0.8074 | 0.76703 | 0 | 0 | 0.61444 | 6.0061 | 0.61444 | 0 | 0.61444 | 21.6068 | 93.8674 | 0 | 1.5243 | 1.5243 | 0.1816 | 1.5243 | 0 | 0.84374 | 2.7289 | 0 | 9.4173
2025-07-23 13:00 | 1.0523 | 65.8501 | 67.7117 | 30.854 | 1.0057 | 3.1984 | 0.78352 | 0.78352 | 0.78352 | 408.2035 | 1.9313 | 0 | 0 | 3.1984 | 0.82476 | 0.78352 | 0 | 0 | 0.44226 | 6.0061 | 0.44226 | 0 | 0.44226 | 22.0023 | 95.5859 | 0 | 1.5571 | 1.5571 | 0.18551 | 1.5571 | 0 | 0.86188 | 2.5587 | 0 | 9.2045
2025-07-23 14:00 | 0.78144 | 53.5246 | 81.4384 | 43.009 | 0.72436 | 2.3036 | 0.57651 | 0.57651 | 0.57651 | 399.5751 | 1.3784 | 0 | 0 | 2.3036 | 0.60685 | 0.57651 | 0 | 0 | 0.31833 | 6.0061 | 0.31833 | 0 | 0.31833 | 22.2871 | 96.8228 | 0 | 1.1457 | 1.1457 | 0.13649 | 1.1457 | 0 | 0.63416 | 1.8429 | 0 | 8.3097
2025-07-23 15:00 | 0.67251 | 40.791 | 90.3238 | 56.3456 | 0.5842 | 1.8579 | 0.48791 | 0.48791 | 0.48791 | 380.7788 | 1.1151 | 0 | 0 | 1.8579 | 0.51359 | 0.48791 | 0 | 0 | 0.22913 | 6.0061 | 0.22913 | 0 | 0.22913 | 22.492 | 97.7131 | 0 | 0.96963 | 0.96963 | 0.11552 | 0.96963 | 0 | 0.5367 | 1.4863 | 0 | 7.864
2025-07-23 16:00 | 0.51608 | 28.0553 | 97.6086 | 70.1627 | 0.38582 | 1.227 | 0.53437 | 0.53437 | 0.53437 | 229.6124 | 0.49957 | 0 | 0 | 1.227 | 0.5625 | 0.53437 | 0 | 0 | 0.16492 | 6.0061 | 0.16492 | 0 | 0.16492 | 22.6395 | 98.3539 | 0 | 1.062 | 1.062 | 0.12652 | 1.062 | 0 | 0.58781 | 0.98159 | 0 | 7.2331
2025-07-23 17:00 | 0.26498 | 15.5244 | 104.5177 | 84.1807 | 0.11509 | 0.36601 | 0.46871 | 0.46871 | 0.46871 | 78.0877 | 0 | 0 | 0 | 0.36601 | 0.49338 | 0.46871 | 0 | 0 | 0.11871 | 6.0061 | 0 | 0.12738 | -0.12738 | 22.4971 | 97.7353 | 0 | 0.93148 | 0.93148 | 0.11097 | 0.93148 | 0 | 0.51559 | 0.29281 | 0 | 6.3722
2025-07-23 18:00 | 0.051243 | 3.3874 | 111.7458 | 98.2491 | 0.014337 | 0.045593 | 0.47512 | 0.47512 | 0.47512 | 9.5961 | 0 | 0 | 0 | 0.045593 | 0.50012 | 0.47512 | 0 | 0 | 0.28488 | 6.0061 | 0 | 0.45453 | -0.45453 | 21.9889 | 95.5276 | 0 | 0.9442 | 0.9442 | 0.11249 | 0.9442 | 0 | 0.52263 | 0.036474 | 0 | 6.0517
2025-07-23 19:00 | 0 | 0 | 119.8686 | 90 | 0 | 0 | 0.77219 | 0.77219 | 0.77219 | 0 | 0 | 1.1102e-16 | 0 | 0 | 0.81283 | 0.77219 | 0 | 0 | 0.69562 | 6.0061 | 0 | 0.81283 | -0.81283 | 21.0801 | 91.5795 | 0 | 1.5346 | 1.5346 | 0.18282 | 1.5346 | 0 | 0.84941 | 0 | 0 | 6.0061
2025-07-23 20:00 | 0 | 0 | 129.4949 | 90 | 0 | 0 | 0.65547 | 0.65547 | 0.65547 | 0 | 0 | 1.1102e-16 | 0 | 0 | 0.68996 | 0.65547 | 0 | 0 | 1.3559 | 6.0061 | 0 | 0.68996 | -0.68996 | 20.3087 | 88.2283 | 0 | 1.3026 | 1.3026 | 0.15519 | 1.3026 | 0 | 0.72101 | 0 | 0 | 6.0061
2025-07-23 21:00 | 0 | 0 | 141.2848 | 90 | 0 | 0 | 0.53822 | 0.53822 | 0.53822 | 0 | 0 | 0 | 0 | 0 | 0.56655 | 0.53822 | 0 | 0 | 1.8191 | 6.0061 | 0 | 0.56655 | -0.56655 | 19.6753 | 85.4765 | 0 | 1.0696 | 1.0696 | 0.12743 | 1.0696 | 0 | 0.59205 | 0 | 0 | 6.0061
2025-07-23 22:00 | 0 | 0 | 155.7402 | 90 | 0 | 0 | 0.6838 | 0.6838 | 0.6838 | 0 | 0 | 1.1102e-16 | 0 | 0 | 0.71979 | 0.6838 | 0 | 0 | 2.1527 | 6.0061 | 0 | 0.71979 | -0.71979 | 18.8706 | 81.9804 | 0 | 1.3589 | 1.3589 | 0.1619 | 1.3589 | 0 | 0.75218 | 0 | 0 | 6.0061
2025-07-23 23:00 | 0 | 0 | 172.6248 | 90 | 0 | 0 | 0.721 | 0.721 | 0.721 | 0 | 0 | 1.1102e-16 | 0 | 0 | 0.75894 | 0.721 | 0 | 0 | 2.6345 | 6.0061 | 0 | 0.75894 | -0.75894 | 18.022 | 78.2941 | 0 | 1.4328 | 1.4328 | 0.1707 | 1.4328 | 0 | 0.7931 | 0 | 0 | 6.0061
2025-07-24 | 0 | 0 | -169.5577 | 90 | 0 | 0 | 0.31082 | 0.31082 | 0.31082 | 0 | 0 | 5.5511e-17 | 0 | 0 | 0.32718 | 0.31082 | 0 | 0 | 3.1325 | 6.0061 | 0 | 0.32718 | -0.32718 | 17.6562 | 76.7049 | 0 | 0.61812 | 0.61812 | 0.07364 | 0.61812 | 0 | 0.3419 | 0 | 0 | 6.0061
2025-07-24 01:00 | 0 | 0 | -152.9598 | 90 | 0 | 0 | 0.41924 | 0.41924 | 0.41924 | 0 | 0 | 5.5511e-17 | 0 | 0 | 0.44131 | 0.41924 | 0 | 0 | 3.2288 | 6.0061 | 0 | 0.44131 | -0.44131 | 17.1628 | 74.5614 | 0 | 0.83372 | 0.83372 | 0.099326 | 0.83372 | 0 | 0.46116 | 0 | 0 | 6.0061
2025-07-24 02:00 | 0 | 0 | -138.9407 | 90 | 0 | 0 | 0.36817 | 0.36817 | 0.36817 | 0 | 0 | 5.5511e-17 | 0 | 0 | 0.38755 | 0.36817 | 0 | 0 | 3.4879 | 6.0061 | 0 | 0.38755 | -0.38755 | 16.7296 | 72.6791 | 0 | 0.73216 | 0.73216 | 0.087227 | 0.73216 | 0 | 0.40499 | 0 | 0 | 6.0061
2025-07-24 03:00 | 0 | 0 | -127.5498 | 90 | 0 | 0 | 0.43706 | 0.43706 | 0.43706 | 0 | 0 | 0 | 0 | 0 | 0.46006 | 0.43706 | 0 | 0 | 3.7076 | 6.0061 | 0 | 0.46006 | -0.46006 | 16.2152 | 70.4445 | 0 | 0.86915 | 0.86915 | 0.10355 | 0.86915 | 0 | 0.48076 | 0 | 0 | 6.0061
2025-07-24 04:00 | 0 | 0 | -118.2175 | 90 | 0 | 0 | 0.18175 | 0.18175 | 0.18175 | 0 | 0 | 2.7756e-17 | 0 | 0 | 0.19132 | 0.18175 | 0 | 0 | 4.0045 | 6.0061 | 0 | 0.19132 | -0.19132 | 16.0013 | 69.5152 | 0 | 0.36144 | 0.36144 | 0.04306 | 0.36144 | 0 | 0.19993 | 0 | 0 | 6.0061
2025-07-24 05:00 | 0.02397 | 5.3267 | -110.2793 | 95.841 | 0.022148 | 0.070434 | 0.51061 | 0.51061 | 0.51061 | 13.7941 | 0 | 1.1102e-16 | 0 | 0.070434 | 0.53749 | 0.51061 | 0 | 0 | 4.0544 | 6.0061 | 0 | 0.46705 | -0.46705 | 15.4791 | 67.2467 | 0 | 1.0154 | 1.0154 | 0.12097 | 1.0154 | 0 | 0.56167 | 0.056347 | 0 | 6.0766
2025-07-24 06:00 | 0.14402 | 17.5582 | -103.1327 | 81.7539 | 0.12701 | 0.40392 | 0.36505 | 0.36505 | 0.36505 | 110.6471 | 0 | 0 | 0 | 0.40392 | 0.38426 | 0.36505 | 0 | 0 | 4.3906 | 5.6096 | 0.019654 | 0 | 0.019654 | 15.4967 | 67.3231 | 0 | 0.72596 | 0.72596 | 0.086488 | 0.72596 | 0 | 0.40156 | 0.32314 | 0 | 6.0136
2025-07-24 07:00 | 0.31273 | 30.1448 | -96.1915 | 67.7378 | 0.27595 | 0.87756 | 0.35999 | 0.35999 | 0.35999 | 243.7751 | 0 | 0 | 0 | 0.87756 | 0.37893 | 0.35999 | 0 | 0 | 4.2682 | 5.6254 | 0.49862 | 0 | 0.49862 | 15.9427 | 69.2606 | 0 | 0.71589 | 0.71589 | 0.085288 | 0.71589 | 0 | 0.39599 | 0.70205 | 0 | 6.5029
2025-07-24 08:00 | 0.60104 | 42.8992 | -88.7044 | 53.9531 | 0.53592 | 1.7043 | 0.32004 | 0.32004 | 0.32004 | 532.5292 | 0 | 0 | 0 | 1.7043 | 0.33689 | 0.32004 | 0 | 0 | 3.8655 | 6.0061 | 1.3674 | 0 | 1.3674 | 17.1657 | 74.574 | 0 | 0.63645 | 0.63645 | 0.075824 | 0.63645 | 0 | 0.35205 | 1.3635 | 0 | 7.7105
2025-07-24 09:00 | 0.64413 | 55.5963 | -79.2512 | 40.7165 | 0.60562 | 1.926 | 0.3691 | 0.3691 | 0.3691 | 521.7974 | 0 | 0 | 0 | 1.926 | 0.38853 | 0.3691 | 0 | 0 | 2.9261 | 6.0061 | 1.5374 | 0 | 1.5374 | 18.5409 | 80.548 | 0 | 0.73401 | 0.73401 | 0.087447 | 0.73401 | 0 | 0.40601 | 1.5408 | 0 | 7.9321
2025-07-24 10:00 | 0.47469 | 67.7362 | -63.8248 | 28.8612 | 0.4512 | 1.4349 | 0.34065 | 0.34065 | 0.34065 | 421.2247 | 0 | 0 | 0 | 1.4349 | 0.35858 | 0.34065 | 0 | 0 | 2.0102 | 6.0061 | 1.0763 | 0 | 1.0763 | 19.5036 | 84.7303 | 0 | 0.67743 | 0.67743 | 0.080707 | 0.67743 | 0 | 0.37472 | 1.1479 | 0 | 7.4411
2025-07-24 11:00 | 0.4701 | 77.1579 | -27.2468 | 20.9405 | 0.44707 | 1.4218 | 0.35766 | 0.35766 | 0.35766 | 397.5126 | 0 | 0 | 0 | 1.4218 | 0.37649 | 0.35766 | 0 | 0 | 1.5096 | 6.0061 | 1.0453 | 0 | 1.0453 | 20.4385 | 88.7919 | 0 | 0.71127 | 0.71127 | 0.084738 | 0.71127 | 0 | 0.39343 | 1.1374 | 0 | 7.4279
2025-07-24 12:00 | 0.70831 | 76.0041 | 36.3754 | 21.8032 | 0.68307 | 2.1723 | 0.67345 | 0.67345 | 0.67345 | 322.5567 | 0.45201 | 0 | 0 | 2.1723 | 0.7089 | 0.67345 | 0 | 0 | 1.0114 | 6.0061 | 1.0114 | 0 | 1.0114 | 21.3431 | 92.7218 | 0 | 1.3384 | 1.3384 | 0.15945 | 1.3384 | 0 | 0.7408 | 1.7378 | 0 | 8.1784
2025-07-24 13:00 | 0.53471 | 65.7479 | 67.2719 | 30.7166 | 0.50927 | 1.6196 | 0.90186 | 0.90186 | 0.90186 | 179.5792 | 0.14535 | 0 | 0 | 1.6196 | 0.94933 | 0.90186 | 0 | 0 | 0.52487 | 6.0061 | 0.52487 | 0 | 0.52487 | 21.8125 | 94.7613 | 0 | 1.7923 | 1.7923 | 0.21352 | 1.7923 | 0 | 0.99205 | 1.2956 | 0 | 7.6257
2025-07-24 14:00 | 0.42348 | 53.4445 | 81.1173 | 42.9158 | 0.39968 | 1.271 | 0.6246 | 0.6246 | 0.6246 | 203.4973 | 0.23578 | 0 | 0 | 1.271 | 0.65747 | 0.6246 | 0 | 0 | 0.37779 | 6.0061 | 0.37779 | 0 | 0.37779 | 22.1504 | 96.2293 | 0 | 1.2413 | 1.2413 | 0.14788 | 1.2413 | 0 | 0.68706 | 1.0168 | 0 | 7.2772
2025-07-24 15:00 | 0.38059 | 40.7155 | 90.069 | 56.2827 | 0.35179 | 1.1187 | 0.9334 | 0.9334 | 0.9334 | 119.8567 | 0 | 0 | 0 | 1.1187 | 0.98252 | 0.9334 | 0 | 0 | 0.27193 | 6.0061 | 0.13622 | 0 | 0.13622 | 22.2723 | 96.7586 | 0 | 1.8549 | 1.8549 | 0.22099 | 1.8549 | 0 | 1.0267 | 0.89499 | 0 | 7.1249
2025-07-24 16:00 | 0.26602 | 27.9764 | 97.3916 | 70.1227 | 0.2372 | 0.75433 | 0.76104 | 0.76104 | 0.76104 | 99.1174 | 1.1102e-16 | 0 | 0 | 0.75433 | 0.8011 | 0.76104 | 0 | 0 | 0.29311 | 6.0061 | 0 | 0.046772 | -0.046772 | 22.22 | 96.5314 | 0 | 1.5124 | 1.5124 | 0.18019 | 1.5124 | 0 | 0.83715 | 0.60346 | 0 | 6.7605
2025-07-24 17:00 | 0.15063 | 15.4368 | 104.3228 | 84.1602 | 0.12032 | 0.38265 | 0.69821 | 0.69821 | 0.69821 | 54.8045 | 0 | 0 | 0 | 0.38265 | 0.73496 | 0.69821 | 0 | 0 | 0.40391 | 6.0061 | 0 | 0.35231 | -0.35231 | 21.8261 | 94.8202 | 0 | 1.3876 | 1.3876 | 0.16531 | 1.3876 | 0 | 0.76803 | 0.30612 | 0 | 6.3888
2025-07-24 18:00 | 0.033646 | 3.2869 | 111.5642 | 98.2474 | 0.024862 | 0.079066 | 0.90216 | 0.90216 | 0.90216 | 8.7641 | 0 | 1.1102e-16 | 0 | 0.079066 | 0.94965 | 0.90216 | 0 | 0 | 0.74281 | 6.0061 | 0 | 0.87058 | -0.87058 | 20.8528 | 90.5917 | 0 | 1.7929 | 1.7929 | 0.2136 | 1.7929 | 0 | 0.99238 | 0.063253 | 0 | 6.0852
2025-07-24 19:00 | 0 | 0 | 119.6961 | 90 | 0 | 0 | 0.83524 | 0.83524 | 0.83524 | 0 | 0 | 1.1102e-16 | 0 | 0 | 0.8792 | 0.83524 | 0 | 0 | 1.4793 | 6.0061 | 0 | 0.8792 | -0.8792 | 19.8698 | 86.3213 | 0 | 1.6599 | 1.6599 | 0.19775 | 1.6599 | 0 | 0.91876 | 0 | 0 | 6.0061
2025-07-24 20:00 | 0 | 0 | 129.3323 | 90 | 0 | 0 | 0.98879 | 0.98879 | 0.98879 | 0 | 0 | 1.1102e-16 | 0 | 0 | 1.0408 | 0.98879 | 0 | 0 | 2.1141 | 6.0061 | 0 | 1.0408 | -1.0408 | 18.7061 | 81.2659 | 0 | 1.965 | 1.965 | 0.23411 | 1.965 | 0 | 1.0877 | 0 | 0 | 6.0061
2025-07-24 21:00 | 0 | 0 | 141.1402 | 90 | 0 | 0 | 0.86252 | 0.86252 | 0.86252 | 0 | 0 | 1.1102e-16 | 0 | 0 | 0.90792 | 0.86252 | 0 | 0 | 2.8447 | 6.0061 | 0 | 0.90792 | -0.90792 | 17.691 | 76.856 | 0 | 1.7141 | 1.7141 | 0.20421 | 1.7141 | 0 | 0.94877 | 0 | 0 | 6.0061
2025-07-24 22:00 | 0 | 0 | 155.6322 | 90 | 0 | 0 | 0.71985 | 0.71985 | 0.71985 | 0 | 0 | 1.1102e-16 | 0 | 0 | 0.75773 | 0.71985 | 0 | 0 | 3.4095 | 6.0061 | 0 | 0.75773 | -0.75773 | 16.8438 | 73.1756 | 0 | 1.4306 | 1.4306 | 0.17043 | 1.4306 | 0 | 0.79183 | 0 | 0 | 6.0061
2025-07-24 23:00 | 0 | 0 | 172.5782 | 90 | 0 | 0 | 0.93246 | 0.93246 | 0.93246 | 0 | 0 | 0 | 0 | 0 | 0.98154 | 0.93246 | 0 | 0 | 3.8399 | 6.0061 | 0 | 0.98154 | -0.98154 | 15.7464 | 68.4081 | 0 | 1.8531 | 1.8531 | 0.22077 | 1.8531 | 0 | 1.0257 | 0 | 0 | 6.0061
2025-07-25 | 0 | 0 | -169.5265 | 90 | 0 | 0 | 0.38869 | 0.38869 | 0.38869 | 0 | 0 | 5.5511e-17 | 0 | 0 | 0.40914 | 0.38869 | 0 | 0 | 4.4943 | 5.8487 | 0 | 0.40914 | -0.40914 | 15.289 | 66.4208 | 0 | 0.77296 | 0.77296 | 0.092088 | 0.77296 | 0 | 0.42756 | 0 | 0 | 5.8487
2025-07-25 01:00 | 0 | 0 | -152.8658 | 90 | 0 | 0 | 0.41134 | 0.41134 | 0.41134 | 0 | 0 | 5.5511e-17 | 0 | 0 | 0.43299 | 0.41134 | 0 | 0 | 4.6109 | 5.4396 | 0 | 0.43299 | -0.43299 | 14.8049 | 64.3177 | 0 | 0.81801 | 0.81801 | 0.097454 | 0.81801 | 0 | 0.45247 | 0 | 0 | 5.4396
2025-07-25 02:00 | 0 | 0 | -138.8085 | 90 | 0 | 0 | 0.28955 | 0.28955 | 0.28955 | 0 | 0 | 5.5511e-17 | 0 | 0 | 0.30479 | 0.28955 | 0 | 0 | 4.8266 | 5.0066 | 0 | 0.30479 | -0.30479 | 14.4642 | 62.8374 | 0 | 0.57581 | 0.57581 | 0.068599 | 0.57581 | 0 | 0.3185 | 0 | 0 | 5.0066
2025-07-25 03:00 | 0 | 0 | -127.3974 | 90 | 0 | 0 | 0.45698 | 0.45698 | 0.45698 | 0 | 0 | 5.5511e-17 | 0 | 0 | 0.48103 | 0.45698 | 0 | 0 | 4.9576 | 4.7018 | 0 | 0.48103 | -0.48103 | 13.9263 | 60.5009 | 0 | 0.90877 | 0.90877 | 0.10827 | 0.90877 | 0 | 0.50268 | 0 | 0 | 4.7018
2025-07-25 04:00 | 0 | 0 | -118.0528 | 90 | 0 | 0 | 0.32552 | 0.32552 | 0.32552 | 0 | 0 | 5.5511e-17 | 0 | 0 | 0.34265 | 0.32552 | 0 | 0 | 5.143 | 4.2208 | 0 | 0.34265 | -0.34265 | 13.5433 | 58.8366 | 0 | 0.64734 | 0.64734 | 0.077122 | 0.64734 | 0 | 0.35807 | 0 | 0 | 4.2208
2025-07-25 05:00 | 0.072115 | 5.2058 | -110.1032 | 95.8594 | 0.021535 | 0.068484 | 0.28444 | 0.28444 | 0.28444 | 24.077 | 0 | 0 | 0 | 0.068484 | 0.29941 | 0.28444 | 0 | 0 | 5.143 | 3.8781 | 0 | 0.23092 | -0.23092 | 13.2851 | 57.715 | 0 | 0.56565 | 0.56565 | 0.067389 | 0.56565 | 0 | 0.31288 | 0.054787 | 0 | 3.9466
2025-07-25 06:00 | 0.28662 | 17.4489 | -102.941 | 81.7532 | 0.15358 | 0.48841 | 0.40584 | 0.40584 | 0.40584 | 120.345 | 0 | 0 | 0 | 0.48841 | 0.4272 | 0.40584 | 0 | 0 | 5.143 | 3.6472 | 0.061208 | 0 | 0.061208 | 13.3398 | 57.9528 | 0 | 0.80708 | 0.80708 | 0.096152 | 0.80708 | 0 | 0.44643 | 0.39073 | 0 | 4.1356
2025-07-25 07:00 | 0.5281 | 30.043 | -95.9752 | 67.7166 | 0.41323 | 1.3141 | 0.42921 | 0.42921 | 0.42921 | 306.1718 | 0 | 0 | 0 | 1.3141 | 0.4518 | 0.42921 | 0 | 0 | 5.143 | 3.6962 | 0.86233 | 0 | 0.86233 | 14.1111 | 61.3036 | 0 | 0.85355 | 0.85355 | 0.10169 | 0.85355 | 0 | 0.47213 | 1.0513 | 0 | 5.0103
2025-07-25 08:00 | 0.76869 | 42.7995 | -88.4477 | 53.907 | 0.68066 | 2.1646 | 0.36347 | 0.36347 | 0.36347 | 595.5451 | 0 | 0 | 0 | 2.1646 | 0.3826 | 0.36347 | 0 | 0 | 4.7926 | 4.386 | 1.782 | 0 | 1.782 | 15.705 | 68.228 | 0 | 0.72281 | 0.72281 | 0.086113 | 0.72281 | 0 | 0.39981 | 1.7317 | 0 | 6.5507
2025-07-25 09:00 | 0.94706 | 55.4898 | -78.9252 | 40.6363 | 0.88718 | 2.8214 | 0.38182 | 0.38182 | 0.38182 | 738.9256 | 0 | 0 | 0 | 2.8214 | 0.40192 | 0.38182 | 0 | 0 | 3.608 | 5.8117 | 2.4195 | 0 | 2.4195 | 17.869 | 77.6292 | 0 | 0.75931 | 0.75931 | 0.090461 | 0.75931 | 0 | 0.42 | 2.2571 | 0 | 8.633
2025-07-25 10:00 | 1.0498 | 67.6033 | -63.3864 | 28.7288 | 1.011 | 3.2151 | 0.42075 | 0.42075 | 0.42075 | 764.1401 | 0.63915 | 0 | 0 | 3.2151 | 0.4429 | 0.42075 | 0 | 0 | 2.1331 | 6.0061 | 2.1331 | 0 | 2.1331 | 19.7769 | 85.9178 | 0 | 0.83673 | 0.83673 | 0.099685 | 0.83673 | 0 | 0.46283 | 2.5721 | 0 | 9.2213
2025-07-25 11:00 | 1.0487 | 76.9597 | -26.8977 | 20.741 | 1.0213 | 3.248 | 0.31775 | 0.31775 | 0.31775 | 1022.186 | 1.898 | 0 | 0 | 3.248 | 0.33447 | 0.31775 | 0 | 0 | 1.0155 | 6.0061 | 1.0155 | 0 | 1.0155 | 20.6852 | 89.864 | 0 | 0.63189 | 0.63189 | 0.075282 | 0.63189 | 0 | 0.34953 | 2.5984 | 0 | 9.2542
2025-07-25 12:00 | 0.96808 | 75.8298 | 35.872 | 21.605 | 0.94165 | 2.9946 | 0.75636 | 0.75636 | 0.75636 | 395.9252 | 1.4675 | 0 | 0 | 2.9946 | 0.79617 | 0.75636 | 0 | 0 | 0.73097 | 6.0061 | 0.73097 | 0 | 0.73097 | 21.339 | 92.7043 | 0 | 1.5031 | 1.5031 | 0.17908 | 1.5031 | 0 | 0.83199 | 2.3957 | 0 | 9.0008
2025-07-25 13:00 | 1.0145 | 65.6393 | 66.8266 | 30.5781 | 0.97373 | 3.0966 | 0.38684 | 0.38684 | 0.38684 | 800.4825 | 2.1633 | 0 | 0 | 3.0966 | 0.4072 | 0.38684 | 0 | 0 | 0.52614 | 6.0061 | 0.52614 | 0 | 0.52614 | 21.8096 | 94.7487 | 0 | 0.76878 | 0.76878 | 0.091589 | 0.76878 | 0 | 0.42553 | 2.4773 | 0 | 9.1028
2025-07-25 14:00 | 0.84512 | 53.3588 | 80.7901 | 42.8231 | 0.78643 | 2.501 | 0.75261 | 0.75261 | 0.75261 | 332.3054 | 1.33 | 0 | 0 | 2.501 | 0.79222 | 0.75261 | 0 | 0 | 0.3787 | 6.0061 | 0.3787 | 0 | 0.3787 | 22.1484 | 96.2202 | 0 | 1.4957 | 1.4957 | 0.17819 | 1.4957 | 0 | 0.82787 | 2.0008 | 0 | 8.5071
2025-07-25 15:00 | 0.67171 | 40.635 | 89.809 | 56.221 | 0.58694 | 1.8666 | 0.67875 | 0.67875 | 0.67875 | 274.9997 | 0.87951 | 0 | 0 | 1.8666 | 0.71448 | 0.67875 | 0 | 0 | 0.27258 | 6.0061 | 0.27258 | 0 | 0.27258 | 22.3922 | 97.2794 | 0 | 1.3489 | 1.3489 | 0.1607 | 1.3489 | 0 | 0.74663 | 1.4933 | 0 | 7.8727
2025-07-25 16:00 | 0.47998 | 27.8925 | 97.1699 | 70.0844 | 0.36275 | 1.1536 | 0.71467 | 0.71467 | 0.71467 | 161.4195 | 0.20514 | 0 | 0 | 1.1536 | 0.75229 | 0.71467 | 0 | 0 | 0.1962 | 6.0061 | 0.1962 | 0 | 0.1962 | 22.5677 | 98.0418 | 0 | 1.4203 | 1.4203 | 0.16921 | 1.4203 | 0 | 0.78614 | 0.9229 | 0 | 7.1598
2025-07-25 17:00 | 0.22927 | 15.3442 | 104.1238 | 84.1418 | 0.11496 | 0.36558 | 0.64211 | 0.64211 | 0.64211 | 56.9338 | 0 | 0 | 0 | 0.36558 | 0.6759 | 0.64211 | 0 | 0 | 0.14122 | 6.0061 | 0 | 0.31033 | -0.31033 | 22.2207 | 96.5345 | 0 | 1.2761 | 1.2761 | 0.15203 | 1.2761 | 0 | 0.70632 | 0.29246 | 0 | 6.3717
2025-07-25 18:00 | 0.044825 | 3.1813 | 111.3789 | 98.2481 | 0.01789 | 0.056892 | 0.84836 | 0.84836 | 0.84836 | 6.7061 | 0 | 1.1102e-16 | 0 | 0.056892 | 0.89301 | 0.84836 | 0 | 0 | 0.48134 | 6.0061 | 0 | 0.83612 | -0.83612 | 21.2859 | 92.4733 | 0 | 1.6859 | 1.6859 | 0.20086 | 1.6859 | 0 | 0.93319 | 0.045513 | 0 | 6.063
2025-07-25 19:00 | 0 | 0 | 119.5202 | 90 | 0 | 0 | 0.81239 | 0.81239 | 0.81239 | 0 | 0 | 1.1102e-16 | 0 | 0 | 0.85515 | 0.81239 | 0 | 0 | 1.2104 | 6.0061 | 0 | 0.85515 | -0.85515 | 20.3298 | 88.3198 | 0 | 1.6145 | 1.6145 | 0.19234 | 1.6145 | 0 | 0.89363 | 0 | 0 | 6.0061
2025-07-25 20:00 | 0 | 0 | 129.1667 | 90 | 0 | 0 | 0.6901 | 0.6901 | 0.6901 | 0 | 0 | 1.1102e-16 | 0 | 0 | 0.72642 | 0.6901 | 0 | 0 | 1.8392 | 6.0061 | 0 | 0.72642 | -0.72642 | 19.5176 | 84.7914 | 0 | 1.3714 | 1.3714 | 0.16339 | 1.3714 | 0 | 0.75911 | 0 | 0 | 6.0061
2025-07-25 21:00 | 0 | 0 | 140.9934 | 90 | 0 | 0 | 0.44485 | 0.44485 | 0.44485 | 0 | 0 | 5.5511e-17 | 0 | 0 | 0.46826 | 0.44485 | 0 | 0 | 2.2983 | 6.0061 | 0 | 0.46826 | -0.46826 | 18.9941 | 82.517 | 0 | 0.88405 | 0.88405 | 0.10532 | 0.88405 | 0 | 0.48934 | 0 | 0 | 6.0061
2025-07-25 22:00 | 0 | 0 | 155.5236 | 90 | 0 | 0 | 0.90247 | 0.90247 | 0.90247 | 0 | 0 | 1.1102e-16 | 0 | 0 | 0.94997 | 0.90247 | 0 | 0 | 2.522 | 6.0061 | 0 | 0.94997 | -0.94997 | 17.932 | 77.9029 | 0 | 1.7935 | 1.7935 | 0.21367 | 1.7935 | 0 | 0.99272 | 0 | 0 | 6.0061
2025-07-25 23:00 | 0 | 0 | 172.5332 | 90 | 0 | 0 | 0.79698 | 0.79698 | 0.79698 | 0 | 0 | 1.1102e-16 | 0 | 0 | 0.83893 | 0.79698 | 0 | 0 | 3.2159 | 6.0061 | 0 | 0.83893 | -0.83893 | 16.9941 | 73.8281 | 0 | 1.5839 | 1.5839 | 0.18869 | 1.5839 | 0 | 0.87668 | 0 | 0 | 6.0061
2025-07-26 | 0 | 0 | -169.4911 | 90 | 0 | 0 | 0.53349 | 0.53349 | 0.53349 | 0 | 0 | 0 | 0 | 0 | 0.56157 | 0.53349 | 0 | 0 | 3.7526 | 6.0061 | 0 | 0.56157 | -0.56157 | 16.3662 | 71.1005 | 0 | 1.0609 | 1.0609 | 0.1264 | 1.0609 | 0 | 0.58684 | 0 | 0 | 6.0061
2025-07-26 01:00 | 0 | 0 | -152.766 | 90 | 0 | 0 | 0.48229 | 0.48229 | 0.48229 | 0 | 0 | 0 | 0 | 0 | 0.50767 | 0.48229 | 0 | 0 | 4.0323 | 6.0061 | 0 | 0.50767 | -0.50767 | 15.7986 | 68.6346 | 0 | 0.9591 | 0.9591 | 0.11426 | 0.9591 | 0 | 0.53052 | 0 | 0 | 6.0061
2025-07-26 02:00 | 0 | 0 | -138.6699 | 90 | 0 | 0 | 0.43622 | 0.43622 | 0.43622 | 0 | 0 | 0 | 0 | 0 | 0.45918 | 0.43622 | 0 | 0 | 4.3031 | 5.8954 | 0 | 0.45918 | -0.45918 | 15.2852 | 66.4043 | 0 | 0.8675 | 0.8675 | 0.10335 | 0.8675 | 0 | 0.47985 | 0 | 0 | 5.8954
2025-07-26 03:00 | 0 | 0 | -127.2386 | 90 | 0 | 0 | 0.26353 | 0.26353 | 0.26353 | 0 | 0 | 0 | 0 | 0 | 0.2774 | 0.26353 | 0 | 0 | 4.5558 | 5.4362 | 0 | 0.2774 | -0.2774 | 14.9751 | 65.057 | 0 | 0.52407 | 0.52407 | 0.062436 | 0.52407 | 0 | 0.28988 | 0 | 0 | 5.4362
2025-07-26 04:00 | 0 | 0 | -117.8819 | 90 | 0 | 0 | 0.44072 | 0.44072 | 0.44072 | 0 | 0 | 5.5511e-17 | 0 | 0 | 0.46392 | 0.44072 | 0 | 0 | 4.6641 | 5.1588 | 0 | 0.46392 | -0.46392 | 14.4564 | 62.8036 | 0 | 0.87644 | 0.87644 | 0.10442 | 0.87644 | 0 | 0.48479 | 0 | 0 | 5.1588
2025-07-26 05:00 | 0.054094 | 5.0837 | -109.9209 | 95.8757 | 0.034132 | 0.10854 | 0.44594 | 0.44594 | 0.44594 | 24.3404 | 0 | 5.5511e-17 | 0 | 0.10854 | 0.46941 | 0.44594 | 0 | 0 | 4.976 | 4.6949 | 0 | 0.36087 | -0.36087 | 14.0529 | 61.0509 | 0 | 0.88682 | 0.88682 | 0.10565 | 0.88682 | 0 | 0.49054 | 0.086835 | 0 | 4.8034
2025-07-26 06:00 | 0.19824 | 17.3386 | -102.7429 | 81.75 | 0.14722 | 0.46818 | 0.39241 | 0.39241 | 0.39241 | 119.3093 | 0 | 0 | 0 | 0.46818 | 0.41306 | 0.39241 | 0 | 0 | 5.143 | 4.334 | 0.055119 | 0 | 0.055119 | 14.1022 | 61.265 | 0 | 0.78037 | 0.78037 | 0.09297 | 0.78037 | 0 | 0.43165 | 0.37455 | 0 | 4.8022
2025-07-26 07:00 | 0.29629 | 29.9403 | -95.7521 | 67.6926 | 0.26484 | 0.84224 | 0.44336 | 0.44336 | 0.44336 | 189.9656 | 0 | 0 | 0 | 0.84224 | 0.4667 | 0.44336 | 0 | 0 | 5.0359 | 4.3781 | 0.37554 | 0 | 0.37554 | 14.4381 | 62.7243 | 0 | 0.88169 | 0.88169 | 0.10504 | 0.88169 | 0 | 0.4877 | 0.67379 | 0 | 5.2203
2025-07-26 08:00 | 0.3194 | 42.6987 | -88.1832 | 53.8578 | 0.29974 | 0.95323 | 0.41822 | 0.41822 | 0.41822 | 227.9262 | 0 | 0 | 0 | 0.95323 | 0.44023 | 0.41822 | 0 | 0 | 4.7264 | 4.6785 | 0.513 | 0 | 0.513 | 14.897 | 64.7176 | 0 | 0.83169 | 0.83169 | 0.099085 | 0.83169 | 0 | 0.46004 | 0.76259 | 0 | 5.6318
2025-07-26 09:00 | 0.43191 | 55.3817 | -78.5899 | 40.5523 | 0.40868 | 1.2997 | 0.3959 | 0.3959 | 0.3959 | 328.28 | 0 | 0 | 0 | 1.2997 | 0.41674 | 0.3959 | 0 | 0 | 4.3872 | 5.0889 | 0.88292 | 0 | 0.88292 | 15.6867 | 68.1484 | 0 | 0.78731 | 0.78731 | 0.093797 | 0.78731 | 0 | 0.43549 | 1.0397 | 0 | 6.3886
2025-07-26 10:00 | 0.93423 | 67.4677 | -62.9372 | 28.5916 | 0.90153 | 2.867 | 0.52696 | 0.52696 | 0.52696 | 544.0677 | 0 | 0 | 0 | 2.867 | 0.5547 | 0.52696 | 0 | 0 | 3.8296 | 5.7953 | 2.3123 | 0 | 2.3123 | 17.7549 | 77.1335 | 0 | 1.0479 | 1.0479 | 0.12485 | 1.0479 | 0 | 0.57966 | 2.2936 | 0 | 8.6623
2025-07-26 11:00 | 0.86423 | 76.7567 | -26.5395 | 20.5355 | 0.8416 | 2.6764 | 0.31764 | 0.31764 | 0.31764 | 842.5952 | 0.029447 | 0 | 0 | 2.6764 | 0.33436 | 0.31764 | 0 | 0 | 2.3126 | 6.0061 | 2.3126 | 0 | 2.3126 | 19.8234 | 86.1197 | 0 | 0.63168 | 0.63168 | 0.075256 | 0.63168 | 0 | 0.34941 | 2.1412 | 0 | 8.6826
2025-07-26 12:00 | 0.7899 | 75.6483 | 35.3759 | 21.4028 | 0.76677 | 2.4385 | 0.78472 | 0.78472 | 0.78472 | 310.742 | 0.61145 | 0 | 0 | 2.4385 | 0.82602 | 0.78472 | 0 | 0 | 1.001 | 6.0061 | 1.001 | 0 | 1.001 | 20.7187 | 90.0093 | 0 | 1.5595 | 1.5595 | 0.18579 | 1.5595 | 0 | 0.86319 | 1.9508 | 0 | 8.4446
2025-07-26 13:00 | 0.86331 | 65.5243 | 66.3764 | 30.4387 | 0.83026 | 2.6404 | 0.59627 | 0.59627 | 0.59627 | 442.8155 | 1.2922 | 0 | 0 | 2.6404 | 0.62765 | 0.59627 | 0 | 0 | 0.72049 | 6.0061 | 0.72049 | 0 | 0.72049 | 21.3631 | 92.8089 | 0 | 1.185 | 1.185 | 0.14117 | 1.185 | 0 | 0.65589 | 2.1123 | 0 | 8.6465
2025-07-26 14:00 | 0.63516 | 53.2676 | 80.4572 | 42.7308 | 0.59601 | 1.8954 | 0.89886 | 0.89886 | 0.89886 | 210.8683 | 0.43065 | 0 | 0 | 1.8954 | 0.94617 | 0.89886 | 0 | 0 | 0.51859 | 6.0061 | 0.51859 | 0 | 0.51859 | 21.827 | 94.824 | 0 | 1.7863 | 1.7863 | 0.21281 | 1.7863 | 0 | 0.98875 | 1.5163 | 0 | 7.9016
2025-07-26 15:00 | 0.50527 | 40.5493 | 89.5439 | 56.1605 | 0.45382 | 1.4432 | 0.93591 | 0.93591 | 0.93591 | 154.2071 | 0.084795 | 0 | 0 | 1.4432 | 0.98516 | 0.93591 | 0 | 0 | 0.37327 | 6.0061 | 0.37327 | 0 | 0.37327 | 22.1608 | 96.2744 | 0 | 1.8599 | 1.8599 | 0.22159 | 1.8599 | 0 | 1.0295 | 1.1546 | 0 | 7.4494
2025-07-26 16:00 | 0.27222 | 27.8036 | 96.9438 | 70.0478 | 0.24174 | 0.76878 | 0.82543 | 0.82543 | 0.82543 | 93.1375 | 1.1102e-16 | 0 | 0 | 0.76878 | 0.86887 | 0.82543 | 0 | 0 | 0.26867 | 6.0061 | 0 | 0.10009 | -0.10009 | 22.0489 | 95.7883 | 0 | 1.6404 | 1.6404 | 0.19543 | 1.6404 | 0 | 0.90797 | 0.61502 | 0 | 6.7749
2025-07-26 17:00 | 0.15636 | 15.2467 | 103.9208 | 84.1256 | 0.12099 | 0.38475 | 0.77134 | 0.77134 | 0.77134 | 49.8812 | 0 | 1.1102e-16 | 0 | 0.38475 | 0.81194 | 0.77134 | 0 | 0 | 0.47596 | 6.0061 | 0 | 0.42718 | -0.42718 | 21.5713 | 93.7134 | 0 | 1.5329 | 1.5329 | 0.18262 | 1.5329 | 0 | 0.84848 | 0.3078 | 0 | 6.3909
2025-07-26 18:00 | 0.039914 | 3.0706 | 111.1899 | 98.2512 | 0.020707 | 0.065853 | 1.1097 | 1.1097 | 1.1097 | 5.9344 | 0 | 2.2204e-16 | 0 | 0.065853 | 1.1681 | 1.1097 | 0 | 0 | 0.89507 | 6.0061 | 0 | 1.1022 | -1.1022 | 20.339 | 88.3597 | 0 | 2.2053 | 2.2053 | 0.26273 | 2.2053 | 0 | 1.2206 | 0.052683 | 0 | 6.072
2025-07-26 19:00 | 0 | 0 | 119.341 | 90 | 0 | 0 | 0.61313 | 0.61313 | 0.61313 | 0 | 0 | 1.1102e-16 | 0 | 0 | 0.6454 | 0.61313 | 0 | 0 | 1.8335 | 6.0061 | 0 | 0.6454 | -0.6454 | 19.6174 | 85.2249 | 0 | 1.2185 | 1.2185 | 0.14516 | 1.2185 | 0 | 0.67444 | 0 | 0 | 6.0061
2025-07-26 20:00 | 0 | 0 | 128.9981 | 90 | 0 | 0 | 0.88549 | 0.88549 | 0.88549 | 0 | 0 | 1.1102e-16 | 0 | 0 | 0.9321 | 0.88549 | 0 | 0 | 2.2203 | 6.0061 | 0 | 0.9321 | -0.9321 | 18.5753 | 80.6976 | 0 | 1.7597 | 1.7597 | 0.20965 | 1.7597 | 0 | 0.97404 | 0 | 0 | 6.0061
2025-07-26 21:00 | 0 | 0 | 140.8445 | 90 | 0 | 0 | 0.94688 | 0.94688 | 0.94688 | 0 | 0 | 0 | 0 | 0 | 0.99671 | 0.94688 | 0 | 0 | 2.8726 | 6.0061 | 0 | 0.99671 | -0.99671 | 17.4609 | 75.8564 | 0 | 1.8817 | 1.8817 | 0.22418 | 1.8817 | 0 | 1.0416 | 0 | 0 | 6.0061
2025-07-26 22:00 | 0 | 0 | 155.4143 | 90 | 0 | 0 | 0.87212 | 0.87212 | 0.87212 | 0 | 0 | 1.1102e-16 | 0 | 0 | 0.91802 | 0.87212 | 0 | 0 | 3.5424 | 6.0061 | 0 | 0.91802 | -0.91802 | 16.4346 | 71.3975 | 0 | 1.7332 | 1.7332 | 0.20648 | 1.7332 | 0 | 0.95933 | 0 | 0 | 6.0061
2025-07-26 23:00 | 0 | 0 | 172.4899 | 90 | 0 | 0 | 0.77776 | 0.77776 | 0.77776 | 0 | 0 | 1.1102e-16 | 0 | 0 | 0.81869 | 0.77776 | 0 | 0 | 4.1139 | 6.0061 | 0 | 0.81869 | -0.81869 | 15.5192 | 67.421 | 0 | 1.5456 | 1.5456 | 0.18414 | 1.5456 | 0 | 0.85553 | 0 | 0 | 6.0061
2025-07-27 | 0 | 0 | -169.4513 | 90 | 0 | 0 | 0.26588 | 0.26588 | 0.26588 | 0 | 0 | 0 | 0 | 0 | 0.27987 | 0.26588 | 0 | 0 | 4.5963 | 5.6455 | 0 | 0.27987 | -0.27987 | 15.2063 | 66.0616 | 0 | 0.52874 | 0.52874 | 0.062992 | 0.52874 | 0 | 0.29247 | 0 | 0 | 5.6455
2025-07-27 01:00 | 0 | 0 | -152.6602 | 90 | 0 | 0 | 0.35084 | 0.35084 | 0.35084 | 0 | 0 | 5.5511e-17 | 0 | 0 | 0.36931 | 0.35084 | 0 | 0 | 4.6107 | 5.3656 | 0 | 0.36931 | -0.36931 | 14.7934 | 64.2678 | 0 | 0.69771 | 0.69771 | 0.083122 | 0.69771 | 0 | 0.38593 | 0 | 0 | 5.3656
2025-07-27 02:00 | 0 | 0 | -138.5249 | 90 | 0 | 0 | 0.21482 | 0.21482 | 0.21482 | 0 | 0 | 2.7756e-17 | 0 | 0 | 0.22612 | 0.21482 | 0 | 0 | 4.7953 | 4.9963 | 0 | 0.22612 | -0.22612 | 14.5406 | 63.1695 | 0 | 0.42719 | 0.42719 | 0.050894 | 0.42719 | 0 | 0.2363 | 0 | 0 | 4.9963
2025-07-27 03:00 | 0 | 0 | -127.0734 | 90 | 0 | 0 | 0.31381 | 0.31381 | 0.31381 | 0 | 0 | 0 | 0 | 0 | 0.33033 | 0.31381 | 0 | 0 | 4.877 | 4.7702 | 0 | 0.33033 | -0.33033 | 14.1713 | 61.5651 | 0 | 0.62406 | 0.62406 | 0.074348 | 0.62406 | 0 | 0.34519 | 0 | 0 | 4.7702
2025-07-27 04:00 | 0 | 0 | -117.7049 | 90 | 0 | 0 | 0.40657 | 0.40657 | 0.40657 | 0 | 0 | 0 | 0 | 0 | 0.42797 | 0.40657 | 0 | 0 | 5.0853 | 4.4399 | 0 | 0.42797 | -0.42797 | 13.6928 | 59.4864 | 0 | 0.80853 | 0.80853 | 0.096326 | 0.80853 | 0 | 0.44723 | 0 | 0 | 4.4399
2025-07-27 05:00 | 0.089354 | 4.9604 | -109.7325 | 95.8897 | 0.0064673 | 0.020567 | 0.41772 | 0.41772 | 0.41772 | 4.9236 | 0 | 0 | 0 | 0.020567 | 0.43971 | 0.41772 | 0 | 0 | 5.143 | 4.0119 | 0 | 0.41914 | -0.41914 | 13.2242 | 57.4505 | 0 | 0.83071 | 0.83071 | 0.098967 | 0.83071 | 0 | 0.4595 | 0.016454 | 0 | 4.0325
2025-07-27 06:00 | 0.34279 | 17.2275 | -102.5386 | 81.7443 | 0.17829 | 0.567 | 0.21885 | 0.21885 | 0.21885 | 259.0851 | 0 | 0 | 0 | 0.567 | 0.23036 | 0.21885 | 0 | 0 | 5.143 | 3.5928 | 0.33663 | 0 | 0.33663 | 13.5253 | 58.7586 | 0 | 0.43521 | 0.43521 | 0.051849 | 0.43521 | 0 | 0.24073 | 0.4536 | 0 | 4.1598
2025-07-27 07:00 | 0.56528 | 29.8368 | -95.5223 | 67.6658 | 0.44488 | 1.4148 | 0.2384 | 0.2384 | 0.2384 | 593.4623 | 0 | 0 | 0 | 1.4148 | 0.25095 | 0.2384 | 0 | 0 | 5.143 | 3.8621 | 1.1639 | 0 | 1.1639 | 14.5663 | 63.281 | 0 | 0.47409 | 0.47409 | 0.056481 | 0.47409 | 0 | 0.26224 | 1.1318 | 0 | 5.2769
2025-07-27 08:00 | 0.77064 | 42.597 | -87.9111 | 53.8054 | 0.68634 | 2.1827 | 0.33273 | 0.33273 | 0.33273 | 655.9862 | 0 | 0 | 0 | 2.1827 | 0.35024 | 0.33273 | 0 | 0 | 4.4562 | 4.7932 | 1.8324 | 0 | 1.8324 | 16.2052 | 70.4013 | 0 | 0.66169 | 0.66169 | 0.078831 | 0.66169 | 0 | 0.36601 | 1.7461 | 0 | 6.9758
2025-07-27 09:00 | 0.81178 | 55.272 | -78.2455 | 40.4647 | 0.76455 | 2.4314 | 0.34574 | 0.34574 | 0.34574 | 703.2498 | 0 | 0 | 0 | 2.4314 | 0.36394 | 0.34574 | 0 | 0 | 3.2821 | 6.0061 | 2.0675 | 0 | 2.0675 | 18.0545 | 78.4349 | 0 | 0.68755 | 0.68755 | 0.081913 | 0.68755 | 0 | 0.38031 | 1.9451 | 0 | 8.4376
2025-07-27 10:00 | 1.0598 | 67.3292 | -62.4774 | 28.4499 | 1.0251 | 3.2599 | 0.36048 | 0.36048 | 0.36048 | 904.3427 | 0.79409 | 0 | 0 | 3.2599 | 0.37945 | 0.36048 | 0 | 0 | 2.0864 | 6.0061 | 2.0864 | 0 | 2.0864 | 19.9206 | 86.542 | 0 | 0.71686 | 0.71686 | 0.085404 | 0.71686 | 0 | 0.39652 | 2.608 | 0 | 9.2661
2025-07-27 11:00 | 1.1098 | 76.5487 | -26.1729 | 20.3241 | 1.0854 | 3.4519 | 0.26965 | 0.26965 | 0.26965 | 1280.152 | 2.1975 | 0 | 0 | 3.4519 | 0.28384 | 0.26965 | 0 | 0 | 0.97053 | 6.0061 | 0.97053 | 0 | 0.97053 | 20.7887 | 90.3132 | 0 | 0.53623 | 0.53623 | 0.063884 | 0.53623 | 0 | 0.29661 | 2.7615 | 0 | 9.458
2025-07-27 12:00 | 1.0462 | 75.4596 | 34.8879 | 21.1965 | 1.0222 | 3.2507 | 0.56727 | 0.56727 | 0.56727 | 573.042 | 1.955 | 0 | 0 | 3.2507 | 0.59713 | 0.56727 | 0 | 0 | 0.69857 | 6.0061 | 0.69857 | 0 | 0.69857 | 21.4135 | 93.0277 | 0 | 1.1273 | 1.1273 | 0.13431 | 1.1273 | 0 | 0.624 | 2.6006 | 0 | 9.2569
2025-07-27 13:00 | 1.0488 | 65.4028 | 65.9218 | 30.2984 | 1.0112 | 3.2157 | 0.7477 | 0.7477 | 0.7477 | 430.0744 | 1.9258 | 0 | 0 | 3.2157 | 0.78705 | 0.7477 | 0 | 0 | 0.50282 | 6.0061 | 0.50282 | 0 | 0.50282 | 21.8632 | 94.9815 | 0 | 1.4859 | 1.4859 | 0.17703 | 1.4859 | 0 | 0.82247 | 2.5725 | 0 | 9.2218
2025-07-27 14:00 | 0.93602 | 53.1708 | 80.1189 | 42.6392 | 0.87512 | 2.783 | 0.62509 | 0.62509 | 0.62509 | 445.2206 | 1.7631 | 0 | 0 | 2.783 | 0.65799 | 0.62509 | 0 | 0 | 0.36192 | 6.0061 | 0.36192 | 0 | 0.36192 | 22.1869 | 96.3878 | 0 | 1.2423 | 1.2423 | 0.148 | 1.2423 | 0 | 0.6876 | 2.2264 | 0 | 8.7892
2025-07-27 15:00 | 0.7375 | 40.4584 | 89.2739 | 56.1015 | 0.64771 | 2.0598 | 0.59742 | 0.59742 | 0.59742 | 344.7839 | 1.1705 | 0 | 0 | 2.0598 | 0.62887 | 0.59742 | 0 | 0 | 0.2605 | 6.0061 | 0.2605 | 0 | 0.2605 | 22.4199 | 97.4 | 0 | 1.1873 | 1.1873 | 0.14145 | 1.1873 | 0 | 0.65717 | 1.6479 | 0 | 8.066
2025-07-27 16:00 | 0.38699 | 27.7097 | 96.7134 | 70.0131 | 0.3085 | 0.98108 | 1.0143 | 1.0143 | 1.0143 | 96.723 | 0 | 2.2204e-16 | 0 | 0.98108 | 1.0677 | 1.0143 | 0 | 0 | 0.1875 | 6.0061 | 0 | 0.086625 | -0.086625 | 22.3231 | 96.9792 | 0 | 2.0158 | 2.0158 | 0.24015 | 2.0158 | 0 | 1.1158 | 0.78487 | 0 | 6.9872
2025-07-27 17:00 | 0.25957 | 15.1441 | 103.7138 | 84.1115 | 0.11591 | 0.36862 | 0.57744 | 0.57744 | 0.57744 | 63.8359 | 0 | 0 | 0 | 0.36862 | 0.60783 | 0.57744 | 0 | 0 | 0.34721 | 6.0061 | 0 | 0.23922 | -0.23922 | 22.0556 | 95.8173 | 0 | 1.1476 | 1.1476 | 0.13672 | 1.1476 | 0 | 0.63519 | 0.29489 | 0 | 6.3748
2025-07-27 18:00 | 0.039899 | 2.9549 | 110.9973 | 98.2569 | 0.019459 | 0.061884 | 0.80786 | 0.80786 | 0.80786 | 7.6603 | 0 | 0 | 0 | 0.061884 | 0.85038 | 0.80786 | 0 | 0 | 0.58427 | 6.0061 | 0 | 0.78849 | -0.78849 | 21.1741 | 91.9875 | 0 | 1.6055 | 1.6055 | 0.19127 | 1.6055 | 0 | 0.88865 | 0.049507 | 0 | 6.068
2025-07-27 19:00 | 0 | 0 | 119.1584 | 90 | 0 | 0 | 0.53402 | 0.53402 | 0.53402 | 0 | 0 | 1.1102e-16 | 0 | 0 | 0.56213 | 0.53402 | 0 | 0 | 1.2644 | 6.0061 | 0 | 0.56213 | -0.56213 | 20.5456 | 89.2572 | 0 | 1.0613 | 1.0613 | 0.12644 | 1.0613 | 0 | 0.58743 | 0 | 0 | 6.0061
2025-07-27 20:00 | 0 | 0 | 128.8267 | 90 | 0 | 0 | 0.63396 | 0.63396 | 0.63396 | 0 | 0 | 1.1102e-16 | 0 | 0 | 0.66733 | 0.63396 | 0 | 0 | 1.6351 | 6.0061 | 0 | 0.66733 | -0.66733 | 19.7995 | 86.0159 | 0 | 1.2599 | 1.2599 | 0.1501 | 1.2599 | 0 | 0.69736 | 0 | 0 | 6.0061
2025-07-27 21:00 | 0 | 0 | 140.6935 | 90 | 0 | 0 | 0.55732 | 0.55732 | 0.55732 | 0 | 0 | 1.1102e-16 | 0 | 0 | 0.58665 | 0.55732 | 0 | 0 | 2.0884 | 6.0061 | 0 | 0.58665 | -0.58665 | 19.1436 | 83.1664 | 0 | 1.1076 | 1.1076 | 0.13195 | 1.1076 | 0 | 0.61305 | 0 | 0 | 6.0061
2025-07-27 22:00 | 0 | 0 | 155.3045 | 90 | 0 | 0 | 0.38071 | 0.38071 | 0.38071 | 0 | 0 | 5.5511e-17 | 0 | 0 | 0.40074 | 0.38071 | 0 | 0 | 2.4481 | 6.0061 | 0 | 0.40074 | -0.40074 | 18.6955 | 81.22 | 0 | 0.75658 | 0.75658 | 0.090136 | 0.75658 | 0 | 0.41878 | 0 | 0 | 6.0061
2025-07-27 23:00 | 0 | 0 | 172.4485 | 90 | 0 | 0 | 0.59477 | 0.59477 | 0.59477 | 0 | 0 | 0 | 0 | 0 | 0.62608 | 0.59477 | 0 | 0 | 2.6441 | 6.0061 | 0 | 0.62608 | -0.62608 | 17.9956 | 78.179 | 0 | 1.182 | 1.182 | 0.14082 | 1.182 | 0 | 0.65425 | 0 | 0 | 6.0061
2025-07-28 | 0 | 0 | -169.4071 | 90 | 0 | 0 | 0.4229 | 0.4229 | 0.4229 | 0 | 0 | 5.5511e-17 | 0 | 0 | 0.44515 | 0.4229 | 0 | 0 | 3.0723 | 6.0061 | 0 | 0.44515 | -0.44515 | 17.4979 | 76.0169 | 0 | 0.84099 | 0.84099 | 0.10019 | 0.84099 | 0 | 0.46519 | 0 | 0 | 6.0061
2025-07-28 01:00 | 0 | 0 | -152.5485 | 90 | 0 | 0 | 0.38984 | 0.38984 | 0.38984 | 0 | 0 | 5.5511e-17 | 0 | 0 | 0.41036 | 0.38984 | 0 | 0 | 3.3166 | 6.0061 | 0 | 0.41036 | -0.41036 | 17.0391 | 74.0237 | 0 | 0.77525 | 0.77525 | 0.092361 | 0.77525 | 0 | 0.42882 | 0 | 0 | 6.0061
2025-07-28 02:00 | 0 | 0 | -138.3735 | 90 | 0 | 0 | 0.45222 | 0.45222 | 0.45222 | 0 | 0 | 5.5511e-17 | 0 | 0 | 0.47602 | 0.45222 | 0 | 0 | 3.5482 | 6.0061 | 0 | 0.47602 | -0.47602 | 16.5069 | 71.7116 | 0 | 0.8993 | 0.8993 | 0.10714 | 0.8993 | 0 | 0.49744 | 0 | 0 | 6.0061
2025-07-28 03:00 | 0 | 0 | -126.902 | 90 | 0 | 0 | 0.31642 | 0.31642 | 0.31642 | 0 | 0 | 0 | 0 | 0 | 0.33307 | 0.31642 | 0 | 0 | 3.8521 | 6.0061 | 0 | 0.33307 | -0.33307 | 16.1345 | 70.0938 | 0 | 0.62924 | 0.62924 | 0.074966 | 0.62924 | 0 | 0.34806 | 0 | 0 | 6.0061
2025-07-28 04:00 | 0 | 0 | -117.5217 | 90 | 0 | 0 | 0.16302 | 0.16302 | 0.16302 | 0 | 0 | 0 | 0 | 0 | 0.1716 | 0.16302 | 0 | 0 | 4.0236 | 6.0061 | 0 | 0.1716 | -0.1716 | 15.9426 | 69.2604 | 0 | 0.32418 | 0.32418 | 0.038622 | 0.32418 | 0 | 0.17932 | 0 | 0 | 6.0061
2025-07-28 05:00 | 0.060923 | 4.8361 | -109.5381 | 95.9016 | 0.02649 | 0.084242 | 0.22933 | 0.22933 | 0.22933 | 36.7335 | 0 | 0 | 0 | 0.084242 | 0.2414 | 0.22933 | 0 | 0 | 4.0704 | 6.0061 | 0 | 0.15716 | -0.15716 | 15.7669 | 68.497 | 0 | 0.45606 | 0.45606 | 0.054333 | 0.45606 | 0 | 0.25227 | 0.067393 | 0 | 6.0904
2025-07-28 06:00 | 0.1463 | 17.1155 | -102.3281 | 81.7362 | 0.12777 | 0.40632 | 0.39413 | 0.39413 | 0.39413 | 103.0943 | 0 | 0 | 0 | 0.40632 | 0.41487 | 0.39413 | 0 | 0 | 4.138 | 5.867 | 0 | 0.0085481 | -0.0085481 | 15.7574 | 68.4555 | 0 | 0.78378 | 0.78378 | 0.093376 | 0.78378 | 0 | 0.43354 | 0.32506 | 0 | 6.2734
2025-07-28 07:00 | 0.27364 | 29.7324 | -95.2859 | 67.6362 | 0.24832 | 0.7897 | 0.39281 | 0.39281 | 0.39281 | 201.0402 | 0 | 0 | 0 | 0.7897 | 0.41348 | 0.39281 | 0 | 0 | 4.0893 | 5.8585 | 0.37622 | 0 | 0.37622 | 16.0939 | 69.9174 | 0 | 0.78115 | 0.78115 | 0.093064 | 0.78115 | 0 | 0.43209 | 0.63176 | 0 | 6.6482
2025-07-28 08:00 | 0.48128 | 42.4942 | -87.6315 | 53.7499 | 0.44195 | 1.4055 | 0.2768 | 0.2768 | 0.2768 | 507.7582 | 0 | 0 | 0 | 1.4055 | 0.29137 | 0.2768 | 0 | 0 | 3.7934 | 6.0061 | 1.1141 | 0 | 1.1141 | 17.0904 | 74.2465 | 0 | 0.55046 | 0.55046 | 0.06558 | 0.55046 | 0 | 0.30448 | 1.1244 | 0 | 7.4116
2025-07-28 09:00 | 0.69305 | 55.1608 | -77.8922 | 40.3734 | 0.65551 | 2.0846 | 0.39653 | 0.39653 | 0.39653 | 525.7119 | 0 | 0 | 0 | 2.0846 | 0.4174 | 0.39653 | 0 | 0 | 3.029 | 6.0061 | 1.6672 | 0 | 1.6672 | 18.5816 | 80.7248 | 0 | 0.78856 | 0.78856 | 0.093947 | 0.78856 | 0 | 0.43619 | 1.6677 | 0 | 8.0908
2025-07-28 10:00 | 1.0202 | 67.1877 | -62.0075 | 28.3037 | 0.98901 | 3.1452 | 0.43926 | 0.43926 | 0.43926 | 716.0362 | 0.6972 | 0 | 0 | 3.1452 | 0.46237 | 0.43926 | 0 | 0 | 1.9857 | 6.0061 | 1.9857 | 0 | 1.9857 | 20.3576 | 88.4405 | 0 | 0.87352 | 0.87352 | 0.10407 | 0.87352 | 0 | 0.48318 | 2.5162 | 0 | 9.1514
2025-07-28 11:00 | 1.047 | 76.3359 | -25.7986 | 20.1067 | 1.0261 | 3.2632 | 0.29177 | 0.29177 | 0.29177 | 1118.422 | 2.1224 | 0 | 0 | 3.2632 | 0.30712 | 0.29177 | 0 | 0 | 0.83362 | 6.0061 | 0.83362 | 0 | 0.83362 | 21.1032 | 91.6797 | 0 | 0.58022 | 0.58022 | 0.069125 | 0.58022 | 0 | 0.32094 | 2.6105 | 0 | 9.2693
2025-07-28 12:00 | 0.83676 | 75.2639 | 34.4087 | 20.9865 | 0.81664 | 2.597 | 0.75965 | 0.75965 | 0.75965 | 341.8756 | 1.1974 | 0 | 0 | 2.597 | 0.79963 | 0.75965 | 0 | 0 | 0.60003 | 6.0061 | 0.60003 | 0 | 0.60003 | 21.6399 | 94.0112 | 0 | 1.5096 | 1.5096 | 0.17985 | 1.5096 | 0 | 0.83561 | 2.0776 | 0 | 8.6032
2025-07-28 13:00 | 0.92249 | 65.2747 | 65.4633 | 30.1575 | 0.89133 | 2.8346 | 0.86298 | 0.86298 | 0.86298 | 328.4639 | 1.4943 | 0 | 0 | 2.8346 | 0.9084 | 0.86298 | 0 | 0 | 0.43189 | 6.0061 | 0.43189 | 0 | 0.43189 | 22.0262 | 95.6894 | 0 | 1.715 | 1.715 | 0.20432 | 1.715 | 0 | 0.94928 | 2.2677 | 0 | 8.8407
2025-07-28 14:00 | 0.63102 | 53.0682 | 79.7755 | 42.5485 | 0.59445 | 1.8904 | 1.0623 | 1.0623 | 1.0623 | 177.9602 | 0.46139 | 0 | 0 | 1.8904 | 1.1182 | 1.0623 | 0 | 0 | 0.31086 | 6.0061 | 0.31086 | 0 | 0.31086 | 22.3042 | 96.8973 | 0 | 2.1111 | 2.1111 | 0.25151 | 2.1111 | 0 | 1.1685 | 1.5124 | 0 | 7.8966
2025-07-28 15:00 | 0.49202 | 40.3622 | 88.9991 | 56.0439 | 0.44508 | 1.4154 | 0.5353 | 0.5353 | 0.5353 | 264.4165 | 0.6282 | 0 | 0 | 1.4154 | 0.56348 | 0.5353 | 0 | 0 | 0.22375 | 6.0061 | 0.22375 | 0 | 0.22375 | 22.5043 | 97.7668 | 0 | 1.0638 | 1.0638 | 0.12674 | 1.0638 | 0 | 0.58883 | 1.1323 | 0 | 7.4216
2025-07-28 16:00 | 0.31299 | 27.6108 | 96.4787 | 69.9803 | 0.2682 | 0.85292 | 0.7856 | 0.7856 | 0.7856 | 108.5686 | 0 | 0 | 0 | 0.85292 | 0.82695 | 0.7856 | 0 | 0 | 0.16105 | 6.0061 | 0.025968 | 0 | 0.025968 | 22.5276 | 97.8676 | 0 | 1.5612 | 1.5612 | 0.186 | 1.5612 | 0 | 0.86416 | 0.68234 | 0 | 6.8591
2025-07-28 17:00 | 0.10194 | 15.0366 | 103.503 | 84.0996 | 0.092907 | 0.29546 | 0.63067 | 0.63067 | 0.63067 | 46.8481 | 0 | 0 | 0 | 0.29546 | 0.66387 | 0.63067 | 0 | 0 | 0.21286 | 6.0061 | 0 | 0.36841 | -0.36841 | 22.1157 | 96.0782 | 0 | 1.2533 | 1.2533 | 0.14932 | 1.2533 | 0 | 0.69374 | 0.23637 | 0 | 6.3016
2025-07-28 18:00 | 0.023843 | 2.834 | 110.8011 | 98.265 | 0.020705 | 0.065847 | 0.78958 | 0.78958 | 0.78958 | 8.3394 | 0 | 1.1102e-16 | 0 | 0.065847 | 0.83114 | 0.78958 | 0 | 0 | 0.57732 | 6.0061 | 0 | 0.76529 | -0.76529 | 21.26 | 92.3611 | 0 | 1.5691 | 1.5691 | 0.18694 | 1.5691 | 0 | 0.86854 | 0.052677 | 0 | 6.072
2025-07-28 19:00 | 0 | 0 | 118.9726 | 90 | 0 | 0 | 0.71033 | 0.71033 | 0.71033 | 0 | 0 | 1.1102e-16 | 0 | 0 | 0.74772 | 0.71033 | 0 | 0 | 1.2218 | 6.0061 | 0 | 0.74772 | -0.74772 | 20.4241 | 88.7293 | 0 | 1.4116 | 1.4116 | 0.16818 | 1.4116 | 0 | 0.78137 | 0 | 0 | 6.0061
2025-07-28 20:00 | 0 | 0 | 128.6524 | 90 | 0 | 0 | 0.54356 | 0.54356 | 0.54356 | 0 | 0 | 0 | 0 | 0 | 0.57216 | 0.54356 | 0 | 0 | 1.7559 | 6.0061 | 0 | 0.57216 | -0.57216 | 19.7844 | 85.9503 | 0 | 1.0802 | 1.0802 | 0.12869 | 1.0802 | 0 | 0.59791 | 0 | 0 | 6.0061
2025-07-28 21:00 | 0 | 0 | 140.5404 | 90 | 0 | 0 | 0.67207 | 0.67207 | 0.67207 | 0 | 0 | 1.1102e-16 | 0 | 0 | 0.70744 | 0.67207 | 0 | 0 | 2.094 | 6.0061 | 0 | 0.70744 | -0.70744 | 18.9934 | 82.5141 | 0 | 1.3356 | 1.3356 | 0.15912 | 1.3356 | 0 | 0.73928 | 0 | 0 | 6.0061
2025-07-28 22:00 | 0 | 0 | 155.194 | 90 | 0 | 0 | 0.87495 | 0.87495 | 0.87495 | 0 | 0 | 1.1102e-16 | 0 | 0 | 0.921 | 0.87495 | 0 | 0 | 2.5636 | 6.0061 | 0 | 0.921 | -0.921 | 17.9637 | 78.0407 | 0 | 1.7388 | 1.7388 | 0.20715 | 1.7388 | 0 | 0.96245 | 0 | 0 | 6.0061
2025-07-28 23:00 | 0 | 0 | 172.4088 | 90 | 0 | 0 | 0.64589 | 0.64589 | 0.64589 | 0 | 0 | 0 | 0 | 0 | 0.67989 | 0.64589 | 0 | 0 | 3.2083 | 6.0061 | 0 | 0.67989 | -0.67989 | 17.2036 | 74.7384 | 0 | 1.2836 | 1.2836 | 0.15292 | 1.2836 | 0 | 0.71048 | 0 | 0 | 6.0061
2025-07-29 | 0 | 0 | -169.3584 | 90 | 0 | 0 | 0.47901 | 0.47901 | 0.47901 | 0 | 0 | 1.1102e-16 | 0 | 0 | 0.50423 | 0.47901 | 0 | 0 | 3.5966 | 6.0061 | 0 | 0.50423 | -0.50423 | 16.6398 | 72.2893 | 0 | 0.95259 | 0.95259 | 0.11349 | 0.95259 | 0 | 0.52692 | 0 | 0 | 6.0061
2025-07-29 01:00 | 0 | 0 | -152.4307 | 90 | 0 | 0 | 0.42395 | 0.42395 | 0.42395 | 0 | 0 | 5.5511e-17 | 0 | 0 | 0.44626 | 0.42395 | 0 | 0 | 3.8471 | 6.0061 | 0 | 0.44626 | -0.44626 | 16.1409 | 70.1218 | 0 | 0.84308 | 0.84308 | 0.10044 | 0.84308 | 0 | 0.46634 | 0 | 0 | 6.0061
2025-07-29 02:00 | 0 | 0 | -138.2155 | 90 | 0 | 0 | 0.26978 | 0.26978 | 0.26978 | 0 | 0 | 0 | 0 | 0 | 0.28398 | 0.26978 | 0 | 0 | 4.0812 | 6.0061 | 0 | 0.28398 | -0.28398 | 15.8234 | 68.7425 | 0 | 0.5365 | 0.5365 | 0.063917 | 0.5365 | 0 | 0.29676 | 0 | 0 | 6.0061
2025-07-29 03:00 | 0 | 0 | -126.7241 | 90 | 0 | 0 | 0.42629 | 0.42629 | 0.42629 | 0 | 0 | 5.5511e-17 | 0 | 0 | 0.44873 | 0.42629 | 0 | 0 | 4.1944 | 5.9176 | 0 | 0.44873 | -0.44873 | 15.3217 | 66.5629 | 0 | 0.84774 | 0.84774 | 0.101 | 0.84774 | 0 | 0.46892 | 0 | 0 | 5.9176
2025-07-29 04:00 | 0 | 0 | -117.3323 | 90 | 0 | 0 | 0.42621 | 0.42621 | 0.42621 | 0 | 0 | 5.5511e-17 | 0 | 0 | 0.44865 | 0.42621 | 0 | 0 | 4.4911 | 5.4688 | 0 | 0.44865 | -0.44865 | 14.8201 | 64.3838 | 0 | 0.84759 | 0.84759 | 0.10098 | 0.84759 | 0 | 0.46884 | 0 | 0 | 5.4688
2025-07-29 05:00 | 0.03648 | 4.7107 | -109.3376 | 95.9111 | 0.031189 | 0.099186 | 0.46178 | 0.46178 | 0.46178 | 21.4792 | 0 | 1.1102e-16 | 0 | 0.099186 | 0.48608 | 0.46178 | 0 | 0 | 4.778 | 5.0202 | 0 | 0.3869 | -0.3869 | 14.3876 | 62.5046 | 0 | 0.91832 | 0.91832 | 0.1094 | 0.91832 | 0 | 0.50796 | 0.079349 | 0 | 5.1194
2025-07-29 06:00 | 0.16585 | 17.0027 | -102.1114 | 81.7255 | 0.13736 | 0.43683 | 0.32849 | 0.32849 | 0.32849 | 132.982 | 0 | 0 | 0 | 0.43683 | 0.34578 | 0.32849 | 0 | 0 | 5.0052 | 4.6333 | 0.091054 | 0 | 0.091054 | 14.469 | 62.8584 | 0 | 0.65325 | 0.65325 | 0.077826 | 0.65325 | 0 | 0.36134 | 0.34947 | 0 | 5.0701
2025-07-29 07:00 | 0.40018 | 29.6273 | -95.0429 | 67.6038 | 0.33247 | 1.0573 | 0.19229 | 0.19229 | 0.19229 | 549.8321 | 0 | 0 | 0 | 1.0573 | 0.20242 | 0.19229 | 0 | 0 | 4.8278 | 4.7062 | 0.85488 | 0 | 0.85488 | 15.2336 | 66.1802 | 0 | 0.38241 | 0.38241 | 0.045558 | 0.38241 | 0 | 0.21152 | 0.84584 | 0 | 5.7634
2025-07-29 08:00 | 0.60075 | 42.3904 | -87.3444 | 53.6913 | 0.54234 | 1.7247 | 0.45841 | 0.45841 | 0.45841 | 376.2441 | 0 | 0 | 0 | 1.7247 | 0.48254 | 0.45841 | 0 | 0 | 4.1765 | 5.3901 | 1.2422 | 0 | 1.2422 | 16.3447 | 71.0071 | 0 | 0.91162 | 0.91162 | 0.10861 | 0.91162 | 0 | 0.50425 | 1.3798 | 0 | 7.1148
2025-07-29 09:00 | 0.78648 | 55.0479 | -77.5302 | 40.2786 | 0.74458 | 2.3679 | 0.36545 | 0.36545 | 0.36545 | 647.9359 | 0 | 0 | 0 | 2.3679 | 0.38469 | 0.36545 | 0 | 0 | 3.3742 | 6.0061 | 1.9832 | 0 | 1.9832 | 18.1185 | 78.7132 | 0 | 0.72676 | 0.72676 | 0.086583 | 0.72676 | 0 | 0.402 | 1.8943 | 0 | 8.3741
2025-07-29 10:00 | 0.8305 | 67.0434 | -61.5278 | 28.153 | 0.8058 | 2.5626 | 0.29785 | 0.29785 | 0.29785 | 860.358 | 0.10558 | 0 | 0 | 2.5626 | 0.31353 | 0.29785 | 0 | 0 | 2.1435 | 6.0061 | 2.1435 | 0 | 2.1435 | 20.0357 | 87.0421 | 0 | 0.59232 | 0.59232 | 0.070567 | 0.59232 | 0 | 0.32764 | 2.0501 | 0 | 8.5687
2025-07-29 11:00 | 0.65105 | 76.1182 | -25.4172 | 19.8835 | 0.62955 | 2.0021 | 0.27067 | 0.27067 | 0.27067 | 739.6774 | 0.78268 | 0 | 0 | 2.0021 | 0.28491 | 0.27067 | 0 | 0 | 0.93447 | 6.0061 | 0.93447 | 0 | 0.93447 | 20.8715 | 90.6732 | 0 | 0.53826 | 0.53826 | 0.064126 | 0.53826 | 0 | 0.29773 | 1.6017 | 0 | 8.0082
2025-07-29 12:00 | 0.65884 | 75.061 | 33.9388 | 20.7727 | 0.63733 | 2.0268 | 0.45588 | 0.45588 | 0.45588 | 444.5907 | 0.87433 | 0 | 0 | 2.0268 | 0.47988 | 0.45588 | 0 | 0 | 0.67261 | 6.0061 | 0.67261 | 0 | 0.67261 | 21.4731 | 93.2868 | 0 | 0.90598 | 0.90598 | 0.10794 | 0.90598 | 0 | 0.50147 | 1.6215 | 0 | 8.033
2025-07-29 13:00 | 0.33214 | 65.14 | 65.0016 | 30.0161 | 0.31408 | 0.99882 | 0.75413 | 0.75413 | 0.75413 | 132.4459 | 0 | 0 | 0 | 0.99882 | 0.79383 | 0.75413 | 0 | 0 | 0.48413 | 6.0061 | 0.20499 | 0 | 0.20499 | 21.6565 | 94.0833 | 0 | 1.4987 | 1.4987 | 0.17855 | 1.4987 | 0 | 0.82955 | 0.79906 | 0 | 7.005
2025-07-29 14:00 | 0.38186 | 52.9599 | 79.4272 | 42.4586 | 0.36122 | 1.1487 | 0.65594 | 0.65594 | 0.65594 | 175.1259 | 0 | 0 | 0 | 1.1487 | 0.69047 | 0.65594 | 0 | 0 | 0.54877 | 6.0061 | 0.45826 | 0 | 0.45826 | 22.0663 | 95.864 | 0 | 1.3036 | 1.3036 | 0.1553 | 1.3036 | 0 | 0.72154 | 0.91898 | 0 | 7.1549
2025-07-29 15:00 | 0.19918 | 40.2608 | 88.7199 | 55.988 | 0.1876 | 0.5966 | 0.50067 | 0.50067 | 0.50067 | 119.1602 | 0 | 0 | 0 | 0.5966 | 0.52702 | 0.50067 | 0 | 0 | 0.33786 | 6.0061 | 0.069578 | 0 | 0.069578 | 22.1286 | 96.1343 | 0 | 0.99498 | 0.99498 | 0.11854 | 0.99498 | 0 | 0.55073 | 0.47728 | 0 | 6.6027
2025-07-29 16:00 | 0.17087 | 27.5068 | 96.2399 | 69.9495 | 0.15981 | 0.50822 | 0.72372 | 0.72372 | 0.72372 | 70.2236 | 0 | 1.1102e-16 | 0 | 0.50822 | 0.76181 | 0.72372 | 0 | 0 | 0.39611 | 6.0061 | 0 | 0.25359 | -0.25359 | 21.8451 | 94.9026 | 0 | 1.4383 | 1.4383 | 0.17135 | 1.4383 | 0 | 0.7961 | 0.40658 | 0 | 6.5144
2025-07-29 17:00 | 0.087905 | 14.924 | 103.2884 | 84.0901 | 0.081289 | 0.25851 | 0.61069 | 0.61069 | 0.61069 | 42.3314 | 0 | 0 | 0 | 0.25851 | 0.64283 | 0.61069 | 0 | 0 | 0.67948 | 6.0061 | 0 | 0.38432 | -0.38432 | 21.4154 | 93.0359 | 0 | 1.2136 | 1.2136 | 0.14459 | 1.2136 | 0 | 0.67176 | 0.20681 | 0 | 6.2647
2025-07-29 18:00 | 0.026477 | 2.708 | 110.6015 | 98.2757 | 0.02152 | 0.068438 | 0.39283 | 0.39283 | 0.39283 | 17.4219 | 0 | 5.5511e-17 | 0 | 0.068438 | 0.4135 | 0.39283 | 0 | 0 | 1.0095 | 6.0061 | 0 | 0.34506 | -0.34506 | 21.0296 | 91.3599 | 0 | 0.78067 | 0.78067 | 0.093006 | 0.78067 | 0 | 0.43211 | 0.05475 | 0 | 6.0746
2025-07-29 19:00 | 0 | 0 | 118.7836 | 90 | 0 | 0 | 0.62799 | 0.62799 | 0.62799 | 0 | 0 | 0 | 0 | 0 | 0.66105 | 0.62799 | 0 | 0 | 1.2532 | 6.0061 | 0 | 0.66105 | -0.66105 | 20.2905 | 88.1491 | 0 | 1.248 | 1.248 | 0.14868 | 1.248 | 0 | 0.69079 | 0 | 0 | 6.0061
2025-07-29 20:00 | 0 | 0 | 128.4753 | 90 | 0 | 0 | 0.47566 | 0.47566 | 0.47566 | 0 | 0 | 5.5511e-17 | 0 | 0 | 0.5007 | 0.47566 | 0 | 0 | 1.7641 | 6.0061 | 0 | 0.5007 | -0.5007 | 19.7307 | 85.7172 | 0 | 0.94529 | 0.94529 | 0.11262 | 0.94529 | 0 | 0.52323 | 0 | 0 | 6.0061
2025-07-29 21:00 | 0 | 0 | 140.3852 | 90 | 0 | 0 | 0.5141 | 0.5141 | 0.5141 | 0 | 0 | 0 | 0 | 0 | 0.54116 | 0.5141 | 0 | 0 | 2.0753 | 6.0061 | 0 | 0.54116 | -0.54116 | 19.1257 | 83.0887 | 0 | 1.0217 | 1.0217 | 0.12172 | 1.0217 | 0 | 0.56551 | 0 | 0 | 6.0061
2025-07-29 22:00 | 0 | 0 | 155.0831 | 90 | 0 | 0 | 0.71967 | 0.71967 | 0.71967 | 0 | 0 | 1.1102e-16 | 0 | 0 | 0.75754 | 0.71967 | 0 | 0 | 2.4231 | 6.0061 | 0 | 0.75754 | -0.75754 | 18.2787 | 79.4092 | 0 | 1.4302 | 1.4302 | 0.17039 | 1.4302 | 0 | 0.79163 | 0 | 0 | 6.0061
2025-07-29 23:00 | 0 | 0 | 172.3712 | 90 | 0 | 0 | 0.47695 | 0.47695 | 0.47695 | 0 | 0 | 1.1102e-16 | 0 | 0 | 0.50205 | 0.47695 | 0 | 0 | 2.9588 | 6.0061 | 0 | 0.50205 | -0.50205 | 17.7174 | 76.9707 | 0 | 0.94784 | 0.94784 | 0.11292 | 0.94784 | 0 | 0.52464 | 0 | 0 | 6.0061
2025-07-30 | 0 | 0 | -169.3051 | 90 | 0 | 0 | 0.37503 | 0.37503 | 0.37503 | 0 | 0 | 5.5511e-17 | 0 | 0 | 0.39477 | 0.37503 | 0 | 0 | 3.2293 | 6.0061 | 0 | 0.39477 | -0.39477 | 17.2761 | 75.0533 | 0 | 0.74581 | 0.74581 | 0.088853 | 0.74581 | 0 | 0.41254 | 0 | 0 | 6.0061
2025-07-30 01:00 | 0 | 0 | -152.3067 | 90 | 0 | 0 | 0.53436 | 0.53436 | 0.53436 | 0 | 0 | 1.1102e-16 | 0 | 0 | 0.56249 | 0.53436 | 0 | 0 | 3.4272 | 6.0061 | 0 | 0.56249 | -0.56249 | 16.6472 | 72.3212 | 0 | 1.0627 | 1.0627 | 0.1266 | 1.0627 | 0 | 0.5878 | 0 | 0 | 6.0061
2025-07-30 02:00 | 0 | 0 | -138.0511 | 90 | 0 | 0 | 0.55014 | 0.55014 | 0.55014 | 0 | 0 | 0 | 0 | 0 | 0.57909 | 0.55014 | 0 | 0 | 3.8025 | 6.0061 | 0 | 0.57909 | -0.57909 | 15.9997 | 69.5085 | 0 | 1.094 | 1.094 | 0.13034 | 1.094 | 0 | 0.60515 | 0 | 0 | 6.0061
2025-07-30 03:00 | 0 | 0 | -126.54 | 90 | 0 | 0 | 0.43961 | 0.43961 | 0.43961 | 0 | 0 | 5.5511e-17 | 0 | 0 | 0.46275 | 0.43961 | 0 | 0 | 4.1786 | 6.0061 | 0 | 0.46275 | -0.46275 | 15.4824 | 67.2609 | 0 | 0.87423 | 0.87423 | 0.10415 | 0.87423 | 0 | 0.48357 | 0 | 0 | 6.0061
2025-07-30 04:00 | 0 | 0 | -117.1369 | 90 | 0 | 0 | 0.38667 | 0.38667 | 0.38667 | 0 | 0 | 5.5511e-17 | 0 | 0 | 0.40702 | 0.38667 | 0 | 0 | 4.4415 | 5.6125 | 0 | 0.40702 | -0.40702 | 15.0273 | 65.2839 | 0 | 0.76895 | 0.76895 | 0.09161 | 0.76895 | 0 | 0.42534 | 0 | 0 | 5.6125
2025-07-30 05:00 | 0.053368 | 4.5844 | -109.1311 | 95.9183 | 0.029051 | 0.092388 | 0.52275 | 0.52275 | 0.52275 | 17.6732 | 0 | 0 | 0 | 0.092388 | 0.55027 | 0.52275 | 0 | 0 | 4.6686 | 5.2055 | 0 | 0.45788 | -0.45788 | 14.5154 | 63.0599 | 0 | 1.0396 | 1.0396 | 0.12385 | 1.0396 | 0 | 0.57503 | 0.07391 | 0 | 5.2979
2025-07-30 06:00 | 0.12885 | 16.8892 | -101.8886 | 81.7122 | 0.11605 | 0.36905 | 0.43845 | 0.43845 | 0.43845 | 84.1722 | 0 | 0 | 0 | 0.36905 | 0.46152 | 0.43845 | 0 | 0 | 4.9562 | 4.7476 | 0 | 0.092473 | -0.092473 | 14.412 | 62.6108 | 0 | 0.87192 | 0.87192 | 0.10388 | 0.87192 | 0 | 0.48229 | 0.29524 | 0 | 5.1167
2025-07-30 07:00 | 0.27607 | 29.5214 | -94.7933 | 67.5686 | 0.25046 | 0.79651 | 0.49618 | 0.49618 | 0.49618 | 160.5274 | 0 | 0 | 0 | 0.79651 | 0.5223 | 0.49618 | 0 | 0 | 4.9145 | 4.6552 | 0.27421 | 0 | 0.27421 | 14.6573 | 63.6763 | 0 | 0.98673 | 0.98673 | 0.11756 | 0.98673 | 0 | 0.5458 | 0.6372 | 0 | 5.4517
2025-07-30 08:00 | 0.31614 | 42.2856 | -87.0501 | 53.6296 | 0.2972 | 0.94515 | 0.44228 | 0.44228 | 0.44228 | 213.6987 | 0 | 0 | 0 | 0.94515 | 0.46556 | 0.44228 | 0 | 0 | 4.649 | 4.8745 | 0.47959 | 0 | 0.47959 | 15.0862 | 65.5398 | 0 | 0.87954 | 0.87954 | 0.10479 | 0.87954 | 0 | 0.48651 | 0.75612 | 0 | 5.8197
2025-07-30 09:00 | 0.56546 | 54.9333 | -77.1596 | 40.1803 | 0.53745 | 1.7092 | 0.47848 | 0.47848 | 0.47848 | 357.2177 | 0 | 0 | 0 | 1.7092 | 0.50366 | 0.47848 | 0 | 0 | 4.3087 | 5.2582 | 1.2055 | 0 | 1.2055 | 16.1645 | 70.2242 | 0 | 0.95152 | 0.95152 | 0.11336 | 0.95152 | 0 | 0.52632 | 1.3674 | 0 | 6.9674
2025-07-30 10:00 | 0.5598 | 66.8961 | -61.0388 | 27.9979 | 0.53688 | 1.7074 | 0.35584 | 0.35584 | 0.35584 | 479.8163 | 0 | 0 | 0 | 1.7074 | 0.37456 | 0.35584 | 0 | 0 | 3.5045 | 6.0061 | 1.3328 | 0 | 1.3328 | 17.3566 | 75.403 | 0 | 0.70763 | 0.70763 | 0.084305 | 0.70763 | 0 | 0.39142 | 1.3659 | 0 | 7.7135
2025-07-30 11:00 | 0.98421 | 75.8957 | -25.0294 | 19.6544 | 0.96858 | 3.0803 | 0.36576 | 0.36576 | 0.36576 | 842.1553 | 0 | 0 | 0 | 3.0803 | 0.38501 | 0.36576 | 0 | 0 | 2.7236 | 6.0061 | 2.6953 | 0 | 2.6953 | 19.7673 | 85.876 | 0 | 0.72737 | 0.72737 | 0.086656 | 0.72737 | 0 | 0.40234 | 2.4642 | 0 | 9.0864
2025-07-30 12:00 | 0.68127 | 74.8511 | 33.4786 | 20.5554 | 0.66105 | 2.1023 | 0.87991 | 0.87991 | 0.87991 | 238.9166 | 0.14505 | 0 | 0 | 2.1023 | 0.92622 | 0.87991 | 0 | 0 | 1.031 | 6.0061 | 1.031 | 0 | 1.031 | 20.6894 | 89.8821 | 0 | 1.7486 | 1.7486 | 0.20833 | 1.7486 | 0 | 0.9679 | 1.6818 | 0 | 8.1084
2025-07-30 13:00 | 0.2195 | 64.9986 | 64.5372 | 29.8746 | 0.20715 | 0.65878 | 0.81222 | 0.81222 | 0.81222 | 81.1086 | 0 | 0 | 0 | 0.65878 | 0.85497 | 0.81222 | 0 | 0 | 0.72966 | 6.0061 | 0 | 0.19619 | -0.19619 | 20.4701 | 88.9292 | 0 | 1.6141 | 1.6141 | 0.1923 | 1.6141 | 0 | 0.89344 | 0.52702 | 0 | 6.6649
2025-07-30 14:00 | 0.25997 | 52.8459 | 79.0743 | 42.3699 | 0.24534 | 0.78023 | 0.92751 | 0.92751 | 0.92751 | 84.1212 | 0 | 0 | 0 | 0.78023 | 0.97633 | 0.92751 | 0 | 0 | 1.2248 | 6.0061 | 0 | 0.19609 | -0.19609 | 20.2508 | 87.9767 | 0 | 1.8432 | 1.8432 | 0.2196 | 1.8432 | 0 | 1.0203 | 0.62419 | 0 | 6.7864
2025-07-30 15:00 | 0.23518 | 40.1541 | 88.4362 | 55.9337 | 0.22143 | 0.7042 | 1.0641 | 1.0641 | 1.0641 | 66.1807 | 0 | 0 | 0 | 0.7042 | 1.1201 | 1.0641 | 0 | 0 | 1.5099 | 6.0061 | 0 | 0.41586 | -0.41586 | 19.7859 | 85.9568 | 0 | 2.1146 | 2.1146 | 0.25193 | 2.1146 | 0 | 1.1705 | 0.56336 | 0 | 6.7104
2025-07-30 16:00 | 0.24172 | 27.3977 | 95.9971 | 69.9208 | 0.21985 | 0.69916 | 0.8544 | 0.8544 | 0.8544 | 81.8303 | 0 | 0 | 0 | 0.69916 | 0.89937 | 0.8544 | 0 | 0 | 1.9005 | 6.0061 | 0 | 0.20021 | -0.20021 | 19.562 | 84.9844 | 0 | 1.698 | 1.698 | 0.20229 | 1.698 | 0 | 0.93984 | 0.55933 | 0 | 6.7053
2025-07-30 17:00 | 0.126 | 14.8064 | 103.0702 | 84.0829 | 0.10863 | 0.34545 | 1.0941 | 1.0941 | 1.0941 | 31.5741 | 0 | 0 | 0 | 0.34545 | 1.1517 | 1.0941 | 0 | 0 | 2.0235 | 6.0061 | 0 | 0.80623 | -0.80623 | 18.6607 | 81.0684 | 0 | 2.1743 | 2.1743 | 0.25904 | 2.1743 | 0 | 1.2035 | 0.27636 | 0 | 6.3516
2025-07-30 18:00 | 0.037571 | 2.5769 | 110.3985 | 98.289 | 0.017164 | 0.054583 | 0.62389 | 0.62389 | 0.62389 | 8.7489 | 0 | 0 | 0 | 0.054583 | 0.65672 | 0.62389 | 0 | 0 | 2.691 | 6.0061 | 0 | 0.60214 | -0.60214 | 17.9874 | 78.1437 | 0 | 1.2399 | 1.2399 | 0.14771 | 1.2399 | 0 | 0.68627 | 0.043667 | 0 | 6.0607
2025-07-30 19:00 | 0 | 0 | 118.5914 | 90 | 0 | 0 | 0.59772 | 0.59772 | 0.59772 | 0 | 0 | 0 | 0 | 0 | 0.62918 | 0.59772 | 0 | 0 | 3.0823 | 6.0061 | 0 | 0.62918 | -0.62918 | 17.284 | 75.0877 | 0 | 1.1879 | 1.1879 | 0.14152 | 1.1879 | 0 | 0.65749 | 0 | 0 | 6.0061
2025-07-30 20:00 | 0 | 0 | 128.2955 | 90 | 0 | 0 | 0.87072 | 0.87072 | 0.87072 | 0 | 0 | 0 | 0 | 0 | 0.91655 | 0.87072 | 0 | 0 | 3.4886 | 6.0061 | 0 | 0.91655 | -0.91655 | 16.2593 | 70.6359 | 0 | 1.7304 | 1.7304 | 0.20615 | 1.7304 | 0 | 0.95779 | 0 | 0 | 6.0061
2025-07-30 21:00 | 0 | 0 | 140.2281 | 90 | 0 | 0 | 0.94942 | 0.94942 | 0.94942 | 0 | 0 | 1.1102e-16 | 0 | 0 | 0.99939 | 0.94942 | 0 | 0 | 4.1445 | 6.0061 | 0 | 0.99939 | -0.99939 | 15.1419 | 65.7817 | 0 | 1.8868 | 1.8868 | 0.22479 | 1.8868 | 0 | 1.0444 | 0 | 0 | 6.0061
2025-07-30 22:00 | 0 | 0 | 154.9717 | 90 | 0 | 0 | 0.79924 | 0.79924 | 0.79924 | 0 | 0 | 1.1102e-16 | 0 | 0 | 0.84131 | 0.79924 | 0 | 0 | 4.8267 | 5.308 | 0 | 0.84131 | -0.84131 | 14.2013 | 61.6954 | 0 | 1.5883 | 1.5883 | 0.18923 | 1.5883 | 0 | 0.87917 | 0 | 0 | 5.308
2025-07-30 23:00 | 0 | 0 | 172.3355 | 90 | 0 | 0 | 1.1201 | 1.1201 | 1.1201 | 0 | 0 | 2.2204e-16 | 0 | 0 | 1.1791 | 1.1201 | 0 | 0 | 5.143 | 4.4667 | 0 | 1.1791 | -1.1791 | 12.883 | 55.9684 | 0 | 2.2261 | 2.2261 | 0.2652 | 2.2261 | 0 | 1.2322 | 0 | 0 | 4.4667
2025-07-31 | 0 | 0 | -169.247 | 90 | 0 | 0 | 0.4497 | 0.4497 | 0.4497 | 0 | 0 | 5.5511e-17 | 0 | 0 | 0.47337 | 0.4497 | 0 | 0 | 5.143 | 3.2876 | 0 | 0.47337 | -0.47337 | 12.3538 | 53.6692 | 0 | 0.8943 | 0.8943 | 0.10654 | 0.8943 | 0 | 0.49467 | 0 | 0 | 3.2876
2025-07-31 01:00 | 0 | 0 | -152.1765 | 90 | 0 | 0 | 0.472 | 0.472 | 0.472 | 0 | 0 | 5.5511e-17 | 0 | 0 | 0.49684 | 0.472 | 0 | 0 | 5.143 | 2.8142 | 0 | 0.49684 | -0.49684 | 11.7983 | 51.2559 | 0 | 0.93864 | 0.93864 | 0.11183 | 0.93864 | 0 | 0.5192 | 0 | 0 | 2.8142
2025-07-31 02:00 | 0 | 0 | -137.88 | 90 | 0 | 0 | 0.32568 | 0.32568 | 0.32568 | 0 | 0 | 0 | 0 | 0 | 0.34282 | 0.32568 | 0 | 0 | 5.143 | 2.3174 | 0 | 0.34282 | -0.34282 | 11.415 | 49.5908 | 0 | 0.64767 | 0.64767 | 0.077161 | 0.64767 | 0 | 0.35825 | 0 | 0 | 2.3174
2025-07-31 03:00 | 0 | 0 | -126.3494 | 90 | 0 | 0 | 0.34388 | 0.34388 | 0.34388 | 0 | 0 | 5.5511e-17 | 0 | 0 | 0.36198 | 0.34388 | 0 | 0 | 5.143 | 1.9746 | 0 | 0.36198 | -0.36198 | 11.0103 | 47.8326 | 0 | 0.68386 | 0.68386 | 0.081472 | 0.68386 | 0 | 0.37827 | 0 | 0 | 1.9746
2025-07-31 04:00 | 0 | 0 | -116.9354 | 90 | 0 | 0 | 0.29626 | 0.29626 | 0.29626 | 0 | 0 | 0 | 0 | 0 | 0.31186 | 0.29626 | 0 | 0 | 5.143 | 1.6126 | 0 | 0.31186 | -0.31186 | 10.6616 | 46.3179 | 0 | 0.58917 | 0.58917 | 0.070191 | 0.58917 | 0 | 0.32589 | 0 | 0 | 1.6126
2025-07-31 05:00 | 0.018837 | 4.4572 | -108.9187 | 95.9232 | 0.017437 | 0.055452 | 0.3756 | 0.3756 | 0.3756 | 14.7636 | 0 | 0 | 0 | 0.055452 | 0.39537 | 0.3756 | 0 | 0 | 5.143 | 1.3007 | 0 | 0.33992 | -0.33992 | 10.2816 | 44.6669 | 0 | 0.74693 | 0.74693 | 0.088987 | 0.74693 | 0 | 0.41316 | 0.044362 | 0 | 1.3562
2025-07-31 06:00 | 0.061257 | 16.775 | -101.6598 | 81.6964 | 0.057329 | 0.18232 | 0.40962 | 0.40962 | 0.40962 | 44.5082 | 0 | 0 | 0 | 0.18232 | 0.43118 | 0.40962 | 0 | 0 | 5.143 | 0.96083 | 0 | 0.24887 | -0.24887 | 10.0034 | 43.4581 | 0 | 0.8146 | 0.8146 | 0.097048 | 0.8146 | 0 | 0.45059 | 0.14585 | 0 | 1.1431
2025-07-31 07:00 | 0.046865 | 29.4148 | -94.5374 | 67.5306 | 0.044109 | 0.14028 | 0.28659 | 0.28659 | 0.28659 | 48.9458 | 0 | 0 | 0 | 0.14028 | 0.30168 | 0.28659 | 0 | 0 | 5.143 | 0.71196 | 0 | 0.1614 | -0.1614 | 9.8229 | 42.6741 | 0 | 0.56993 | 0.56993 | 0.0679 | 0.56993 | 0 | 0.31525 | 0.11222 | 0 | 0.85224
2025-07-31 08:00 | 0.03858 | 42.1799 | -86.7486 | 53.5648 | 0.036332 | 0.11554 | 0.1371 | 0.1371 | 0.1371 | 84.2759 | 0 | 0 | 0 | 0.11554 | 0.14432 | 0.1371 | 0 | 0 | 5.143 | 0.55056 | 0 | 0.028773 | -0.028773 | 9.7907 | 42.5344 | 0 | 0.27264 | 0.27264 | 0.032482 | 0.27264 | 0 | 0.15081 | 0.092433 | 0 | 0.6661
2025-07-31 09:00 | 0.052617 | 54.8172 | -76.7807 | 40.0785 | 0.049566 | 0.15763 | 0.27328 | 0.27328 | 0.27328 | 57.6808 | 0 | 0 | 0 | 0.15763 | 0.28766 | 0.27328 | 0 | 0 | 5.143 | 0.52178 | 0 | 0.13003 | -0.13003 | 9.6454 | 41.9028 | 0 | 0.54345 | 0.54345 | 0.064745 | 0.54345 | 0 | 0.3006 | 0.1261 | 0 | 0.67941
2025-07-31 10:00 | 0.0075008 | 66.7457 | -60.5408 | 27.8386 | 0.0070595 | 0.02245 | 0.25744 | 0.25744 | 0.25744 | 8.7207 | 0 | 0 | 0 | 0.02245 | 0.27099 | 0.25744 | 0 | 0 | 5.143 | 0.39175 | 0 | 0.24854 | -0.24854 | 9.3675 | 40.6956 | 0 | 0.51195 | 0.51195 | 0.060992 | 0.51195 | 0 | 0.28318 | 0.01796 | 0 | 0.4142
2025-07-31 11:00 | 0.05564 | 75.6684 | -24.6358 | 19.4197 | 0.052417 | 0.1667 | 0.33846 | 0.29442 | 0.29442 | 56.6191 | 0 | 0.044044 | 0.20458 | 0.1667 | 0.30991 | 0.29442 | 0 | 0 | 5.143 | 0.14322 | 0 | 0.14322 | -0.14322 | 9.2074 | 40 | 0 | 0.67308 | 0.67308 | 0.080188 | 0.67308 | 0 | 0.37231 | 0.13336 | 0 | 0.30991
2025-07-31 12:00 | 0.059212 | 74.6343 | 33.0287 | 20.3347 | 0.055786 | 0.17741 | 0.46842 | 0.16854 | 0.16854 | 105.2632 | 0 | 0.29988 | 0.48155 | 0.17741 | 0.17741 | 0.16854 | 0 | 0 | 5.143 | 0 | 0 | 0 | 0 | 9.2074 | 40 | 0 | 0.93089 | 0.93089 | 0.1109 | 0.93089 | 0 | 0.51526 | 0.14193 | 0 | 0.17741
2025-07-31 13:00 | 0.026113 | 64.8506 | 64.0706 | 29.7329 | 0.024588 | 0.078194 | 0.93035 | 0.074284 | 0.074284 | 105.2632 | 0 | 0.85606 | 1.0085 | 0.078194 | 0.078194 | 0.074284 | 0 | 0 | 5.143 | 0 | 0 | 0 | 0 | 9.2074 | 40 | 0 | 1.8489 | 1.8489 | 0.22027 | 1.8489 | 0 | 1.0234 | 0.062555 | 0 | 0.078194
2025-07-31 14:00 | 0.0014392 | 52.726 | 78.7173 | 42.2824 | 0.0013541 | 0.0043064 | 0.66873 | 0.0040911 | 0.0040911 | 105.2632 | 0 | 0.66463 | 0.73478 | 0.0043064 | 0.0043064 | 0.0040911 | 0 | 0 | 5.143 | 1.5888e-15 | 0 | 1.5888e-15 | 0 | 9.2074 | 40 | 0 | 1.329 | 1.329 | 0.15833 | 1.329 | 0 | 0.7356 | 0.0034451 | 0 | 0.0043064
2025-07-31 15:00 | 0.035387 | 40.0421 | 88.1484 | 55.8813 | 0.033323 | 0.10597 | 0.73683 | 0.10067 | 0.10067 | 105.2632 | 0 | 0.63615 | 0.79038 | 0.10597 | 0.10597 | 0.10067 | 0 | 0 | 5.143 | 3.1776e-15 | 0 | 3.1776e-15 | 0 | 9.2074 | 40 | 0 | 1.4643 | 1.4643 | 0.17445 | 1.4643 | 0 | 0.81051 | 0.084778 | 0 | 0.10597
2025-07-31 16:00 | 0.047101 | 27.2835 | 95.7505 | 69.8942 | 0.04432 | 0.14095 | 0.5781 | 0.1339 | 0.1339 | 105.2632 | 0 | 0.4442 | 0.60913 | 0.14095 | 0.14095 | 0.1339 | 0 | 0 | 5.143 | 3.1776e-15 | 0 | 3.1776e-15 | 0 | 9.2074 | 40 | 0 | 1.1489 | 1.1489 | 0.13687 | 1.1489 | 0 | 0.63591 | 0.11276 | 0 | 0.14095
2025-07-31 17:00 | 0.053614 | 14.6838 | 102.8485 | 84.078 | 0.050095 | 0.15931 | 0.81402 | 0.15134 | 0.15134 | 105.2632 | 0 | 0.66268 | 0.86515 | 0.15931 | 0.15931 | 0.15134 | 0 | 0 | 5.143 | 3.1776e-15 | 0 | 3.1776e-15 | 0 | 9.2074 | 40 | 0 | 1.6177 | 1.6177 | 0.19273 | 1.6177 | 0 | 0.89542 | 0.12745 | 0 | 0.15931
2025-07-31 18:00 | 0.01333 | 2.4407 | 110.1922 | 98.3048 | 0.012317 | 0.03917 | 0.54609 | 0.037211 | 0.037211 | 105.2632 | 0 | 0.50887 | 0.59325 | 0.03917 | 0.03917 | 0.037211 | 0 | 0 | 5.143 | 3.1776e-15 | 0 | 3.1776e-15 | 0 | 9.2074 | 40 | 0 | 1.0852 | 1.0852 | 0.12929 | 1.0852 | 0 | 0.60069 | 0.031336 | 0 | 0.03917
2025-07-31 19:00 | 0 | 0 | 118.3962 | 90 | 0 | 0 | 0.65463 | 3.0188e-15 | 3.0188e-15 | 0 | 0 | 0.65463 | 0.72009 | 0 | 3.1776e-15 | 3.0188e-15 | 0 | 0 | 5.143 | 3.1776e-15 | 0 | 3.1776e-15 | 0 | 9.2074 | 40 | 0 | 1.3009 | 1.3009 | 0.15499 | 1.3009 | 0 | 0.72009 | 0 | 0 | 3.1776e-15
2025-07-31 20:00 | 0 | 0 | 128.113 | 90 | 0 | 0 | 0.58275 | 3.0188e-15 | 3.0188e-15 | 0 | 0 | 0.58275 | 0.64103 | 0 | 3.1776e-15 | 3.0188e-15 | 0 | 0 | 5.143 | 3.1776e-15 | 0 | 3.1776e-15 | 0 | 9.2074 | 40 | 0 | 1.1581 | 1.1581 | 0.13797 | 1.1581 | 0 | 0.64103 | 0 | 0 | 3.1776e-15
2025-07-31 21:00 | 0 | 0 | 140.0691 | 90 | 0 | 0 | 0.79646 | 3.0188e-15 | 3.0188e-15 | 0 | 0 | 0.79646 | 0.87611 | 0 | 3.1776e-15 | 3.0188e-15 | 0 | 0 | 5.143 | 3.1776e-15 | 0 | 3.1776e-15 | 0 | 9.2074 | 40 | 0 | 1.5828 | 1.5828 | 0.18857 | 1.5828 | 0 | 0.87611 | 0 | 0 | 3.1776e-15
2025-07-31 22:00 | 0 | 0 | 154.8599 | 90 | 0 | 0 | 0.57854 | 3.0188e-15 | 3.0188e-15 | 0 | 0 | 0.57854 | 0.6364 | 0 | 3.1776e-15 | 3.0188e-15 | 0 | 0 | 5.143 | 3.1776e-15 | 0 | 3.1776e-15 | 0 | 9.2074 | 40 | 0 | 1.1497 | 1.1497 | 0.13698 | 1.1497 | 0 | 0.6364 | 0 | 0 | 3.1776e-15
2025-07-31 23:00 | 0 | 0 | 172.3019 | 90 | 0 | 0 | 0.64617 | 3.0188e-15 | 3.0188e-15 | 0 | 0 | 0.64617 | 0.71079 | 0 | 3.1776e-15 | 3.0188e-15 | 0 | 0 | 5.143 | 3.1776e-15 | 0 | 3.1776e-15 | 0 | 9.2074 | 40 | 0 | 1.2841 | 1.2841 | 0.15299 | 1.2841 | 0 | 0.71079 | 0 | 0 | 3.1776e-15
2025-08-01 | 0 | 0 | -169.1842 | 90 | 0 | 0 | 0.39648 | 4.5281e-15 | 4.5281e-15 | 0 | 0 | 0.39648 | 0.43613 | 0 | 4.7665e-15 | 4.5281e-15 | 0 | 0 | 5.143 | 4.7665e-15 | 0 | 4.7665e-15 | 0 | 9.2074 | 40 | 0 | 0.96446 | 0.96446 | 0.1149 | 0.96446 | 0 | 0.43613 | 0 | 0 | 4.7665e-15
2025-08-01 01:00 | 0 | 0 | -152.04 | 90 | 0 | 0 | 0.50838 | 4.5281e-15 | 4.5281e-15 | 0 | 0 | 0.50838 | 0.55922 | 0 | 4.7665e-15 | 4.5281e-15 | 0 | 0 | 5.143 | 4.7665e-15 | 0 | 4.7665e-15 | 0 | 9.2074 | 40 | 0 | 1.2367 | 1.2367 | 0.14733 | 1.2367 | 0 | 0.55922 | 0 | 0 | 4.7665e-15
2025-08-01 02:00 | 0 | 0 | -137.7024 | 90 | 0 | 0 | 0.46953 | 4.5281e-15 | 4.5281e-15 | 0 | 0 | 0.46953 | 0.51648 | 0 | 4.7665e-15 | 4.5281e-15 | 0 | 0 | 5.143 | 4.7665e-15 | 0 | 4.7665e-15 | 0 | 9.2074 | 40 | 0 | 1.1422 | 1.1422 | 0.13607 | 1.1422 | 0 | 0.51648 | 0 | 0 | 4.7665e-15
2025-08-01 03:00 | 0 | 0 | -126.1525 | 90 | 0 | 0 | 0.31244 | 6.0375e-15 | 6.0375e-15 | 0 | 0 | 0.31244 | 0.34369 | 0 | 6.3553e-15 | 6.0375e-15 | 0 | 0 | 5.143 | 6.3553e-15 | 0 | 6.3553e-15 | 0 | 9.2074 | 40 | 0 | 0.76003 | 0.76003 | 0.090548 | 0.76003 | 0 | 0.34369 | 0 | 0 | 6.3553e-15
2025-08-01 04:00 | 0 | 0 | -116.7278 | 90 | 0 | 0 | 0.42591 | 6.0375e-15 | 6.0375e-15 | 0 | 0 | 0.42591 | 0.4685 | 0 | 6.3553e-15 | 6.0375e-15 | 0 | 0 | 5.143 | 6.3553e-15 | 0 | 6.3553e-15 | 0 | 9.2074 | 40 | 0 | 1.0361 | 1.0361 | 0.12343 | 1.0361 | 0 | 0.4685 | 0 | 0 | 6.3553e-15
2025-08-01 05:00 | 0.023894 | 4.3292 | -108.7004 | 95.9256 | 0.02195 | 0.069805 | 0.36196 | 0.066314 | 0.066314 | 105.2632 | 0 | 0.29565 | 0.38489 | 0.069805 | 0.069805 | 0.066314 | 0 | 0 | 5.143 | 6.3553e-15 | 0 | 6.3553e-15 | 0 | 9.2074 | 40 | 0 | 0.88049 | 0.88049 | 0.1049 | 0.88049 | 0 | 0.39816 | 0.055844 | 0 | 0.069805
2025-08-01 06:00 | 0.11722 | 16.66 | -101.425 | 81.6779 | 0.10711 | 0.34063 | 0.34237 | 0.3236 | 0.3236 | 105.2632 | 0 | 0.018765 | 0.31188 | 0.34063 | 0.34063 | 0.3236 | 0 | 0 | 5.143 | 6.3553e-15 | 0 | 6.3553e-15 | 0 | 9.2074 | 40 | 0 | 0.83283 | 0.83283 | 0.09922 | 0.83283 | 0 | 0.3766 | 0.27251 | 0 | 0.34063
2025-08-01 07:00 | 0.23332 | 29.3075 | -94.2751 | 67.4899 | 0.21602 | 0.68698 | 0.38917 | 0.38917 | 0.38917 | 176.5259 | 0 | 0 | 0.29756 | 0.68698 | 0.40965 | 0.38917 | 0 | 0 | 5.143 | 6.3553e-15 | 0.27733 | 0 | 0.27733 | 9.4554 | 41.0776 | 0 | 0.94668 | 0.94668 | 0.11278 | 0.94668 | 0 | 0.42809 | 0.54959 | 0 | 0.68698
2025-08-01 08:00 | 0.4338 | 42.0731 | -86.4401 | 53.497 | 0.4038 | 1.2842 | 0.28048 | 0.28048 | 0.28048 | 457.8445 | 0 | 0 | 0 | 1.2842 | 0.29524 | 0.28048 | 0 | 0 | 5.143 | 0.22187 | 0.98892 | 0 | 0.98892 | 10.3399 | 44.9203 | 0 | 0.68228 | 0.68228 | 0.081285 | 0.68228 | 0 | 0.30853 | 1.0273 | 0 | 1.506
2025-08-01 09:00 | 0.53546 | 54.6993 | -76.3937 | 39.9734 | 0.51015 | 1.6224 | 0.48141 | 0.48141 | 0.48141 | 337.0045 | 0 | 0 | 0 | 1.6224 | 0.50674 | 0.48141 | 0 | 0 | 5.143 | 1.013 | 1.1156 | 0 | 1.1156 | 11.3378 | 49.2552 | 0 | 1.1711 | 1.1711 | 0.13951 | 1.1711 | 0 | 0.52955 | 1.2979 | 0 | 2.6354
2025-08-01 10:00 | 0.58045 | 66.5923 | -60.0342 | 27.6751 | 0.5587 | 1.7768 | 0.37443 | 0.37443 | 0.37443 | 474.5255 | 0 | 0 | 0 | 1.7768 | 0.39414 | 0.37443 | 0 | 0 | 5.143 | 1.9055 | 1.3826 | 0 | 1.3826 | 12.5744 | 54.6277 | 0 | 0.91082 | 0.91082 | 0.10851 | 0.91082 | 0 | 0.41187 | 1.4214 | 0 | 3.6823
2025-08-01 11:00 | 0.53669 | 75.4362 | -24.237 | 19.1792 | 0.51503 | 1.6379 | 0.43518 | 0.43518 | 0.43518 | 376.3677 | 0 | 0 | 0 | 1.6379 | 0.45808 | 0.43518 | 0 | 0 | 5.143 | 3.0116 | 1.1798 | 0 | 1.1798 | 13.6297 | 59.212 | 0 | 1.0586 | 1.0586 | 0.12612 | 1.0586 | 0 | 0.4787 | 1.3103 | 0 | 4.6495
2025-08-01 12:00 | 0.50011 | 74.4107 | 32.5893 | 20.1108 | 0.4783 | 1.5211 | 0.82993 | 0.82993 | 0.82993 | 183.2799 | 0 | 0 | 0 | 1.5211 | 0.87361 | 0.82993 | 0 | 0 | 4.769 | 3.9554 | 0.64748 | 0 | 0.64748 | 14.2088 | 61.728 | 0 | 2.016 | 2.016 | 0.24018 | 2.016 | 0 | 0.91292 | 1.2169 | 0 | 5.4765
2025-08-01 13:00 | 0.37389 | 64.6958 | 63.6023 | 29.5914 | 0.35441 | 1.1271 | 0.59545 | 0.59545 | 0.59545 | 189.2804 | 0 | 0 | 0 | 1.1271 | 0.62679 | 0.59545 | 0 | 0 | 4.5626 | 4.4734 | 0.50028 | 0 | 0.50028 | 14.6563 | 63.6719 | 0 | 1.4464 | 1.4464 | 0.17232 | 1.4464 | 0 | 0.655 | 0.90166 | 0 | 5.6005
2025-08-01 14:00 | 0.39412 | 52.6002 | 78.3562 | 42.1963 | 0.37344 | 1.1876 | 0.59821 | 0.59821 | 0.59821 | 198.5257 | 0 | 0 | 0 | 1.1876 | 0.6297 | 0.59821 | 0 | 0 | 4.3965 | 4.8736 | 0.55791 | 0 | 0.55791 | 15.1553 | 65.8398 | 0 | 1.4531 | 1.4531 | 0.17312 | 1.4531 | 0 | 0.65804 | 0.95009 | 0 | 6.0613
2025-08-01 15:00 | 0.32983 | 39.9246 | 87.8567 | 55.8308 | 0.30905 | 0.98282 | 0.80766 | 0.80766 | 0.80766 | 121.6866 | 0 | 0 | 0 | 0.98282 | 0.85017 | 0.80766 | 0 | 0 | 4.1423 | 5.32 | 0.13265 | 0 | 0.13265 | 15.2739 | 66.3552 | 0 | 1.9619 | 1.9619 | 0.23373 | 1.9619 | 0 | 0.88843 | 0.78626 | 0 | 6.3028
2025-08-01 16:00 | 0.2483 | 27.1642 | 95.5002 | 69.8698 | 0.22507 | 0.71576 | 0.86899 | 0.86899 | 0.86899 | 82.3663 | 0 | 1.1102e-16 | 0 | 0.71576 | 0.91473 | 0.86899 | 0 | 0 | 4.18 | 5.4261 | 0 | 0.19897 | -0.19897 | 15.0515 | 65.3888 | 0 | 2.1109 | 2.1109 | 0.25148 | 2.1109 | 0 | 0.95589 | 0.5726 | 0 | 6.1418
2025-08-01 17:00 | 0.19258 | 14.5561 | 102.6233 | 84.0756 | 0.11705 | 0.37224 | 0.84114 | 0.84114 | 0.84114 | 44.2545 | 0 | 1.1102e-16 | 0 | 0.37224 | 0.88541 | 0.84114 | 0 | 0 | 4.433 | 5.2271 | 0 | 0.51317 | -0.51317 | 14.4777 | 62.8963 | 0 | 2.0432 | 2.0432 | 0.24342 | 2.0432 | 0 | 0.92526 | 0.29779 | 0 | 5.5994
2025-08-01 18:00 | 0.01649 | 2.2995 | 109.9827 | 98.3232 | 0.015075 | 0.047941 | 0.85152 | 0.85152 | 0.85152 | 5.63 | 0 | 1.1102e-16 | 0 | 0.047941 | 0.89634 | 0.85152 | 0 | 0 | 4.8951 | 4.7139 | 0 | 0.8484 | -0.8484 | 13.5292 | 58.7755 | 0 | 2.0684 | 2.0684 | 0.24643 | 2.0684 | 0 | 0.93667 | 0.038353 | 0 | 4.7619
2025-08-01 19:00 | 0 | 0 | 118.1981 | 90 | 0 | 0 | 0.63693 | 0.63693 | 0.63693 | 0 | 0 | 1.1102e-16 | 0 | 0 | 0.67046 | 0.63693 | 0 | 0 | 5.143 | 3.8655 | 0 | 0.67046 | -0.67046 | 12.7796 | 55.519 | 0 | 1.5472 | 1.5472 | 0.18433 | 1.5472 | 0 | 0.70063 | 0 | 0 | 3.8655
2025-08-01 20:00 | 0 | 0 | 127.9278 | 90 | 0 | 0 | 0.56373 | 0.56373 | 0.56373 | 0 | 0 | 0 | 0 | 0 | 0.5934 | 0.56373 | 0 | 0 | 5.143 | 3.1951 | 0 | 0.5934 | -0.5934 | 12.1161 | 52.6368 | 0 | 1.3694 | 1.3694 | 0.16314 | 1.3694 | 0 | 0.6201 | 0 | 0 | 3.1951
2025-08-01 21:00 | 0 | 0 | 139.9082 | 90 | 0 | 0 | 0.57232 | 0.57232 | 0.57232 | 0 | 0 | 1.1102e-16 | 0 | 0 | 0.60244 | 0.57232 | 0 | 0 | 5.143 | 2.6017 | 0 | 0.60244 | -0.60244 | 11.4426 | 49.7107 | 0 | 1.3902 | 1.3902 | 0.16563 | 1.3902 | 0 | 0.62955 | 0 | 0 | 2.6017
2025-08-01 22:00 | 0 | 0 | 154.7477 | 90 | 0 | 0 | 0.79707 | 0.79707 | 0.79707 | 0 | 0 | 1.1102e-16 | 0 | 0 | 0.83902 | 0.79707 | 0 | 0 | 5.143 | 1.9993 | 0 | 0.83902 | -0.83902 | 10.5046 | 45.6354 | 0 | 1.9362 | 1.9362 | 0.23067 | 1.9362 | 0 | 0.87678 | 0 | 0 | 1.9993
2025-08-01 23:00 | 0 | 0 | 172.2704 | 90 | 0 | 0 | 0.56033 | 0.56033 | 0.56033 | 0 | 0 | 1.1102e-16 | 0 | 0 | 0.58982 | 0.56033 | 0 | 0 | 5.143 | 1.1602 | 0 | 0.58982 | -0.58982 | 9.8451 | 42.7706 | 0 | 1.3611 | 1.3611 | 0.16216 | 1.3611 | 0 | 0.61637 | 0 | 0 | 1.1602
2025-08-02 | 0 | 0 | -169.1166 | 90 | 0 | 0 | 0.31817 | 0.31817 | 0.31817 | 0 | 0 | 5.5511e-17 | 0 | 0 | 0.33492 | 0.31817 | 0 | 0 | 5.143 | 0.57042 | 0 | 0.33492 | -0.33492 | 9.4707 | 41.1439 | 0 | 0.77397 | 0.77397 | 0.092208 | 0.77397 | 0 | 0.34999 | 0 | 0 | 0.57042
2025-08-02 01:00 | 0 | 0 | -151.8971 | 90 | 0 | 0 | 0.31299 | 0.22372 | 0.22372 | 0 | 0 | 0.089266 | 0.12056 | 0 | 0.2355 | 0.22372 | 0 | 0 | 5.143 | 0.2355 | 0 | 0.2355 | -0.2355 | 9.2074 | 40 | 0 | 0.76137 | 0.76137 | 0.090706 | 0.76137 | 0 | 0.34429 | 0 | 0 | 0.2355
2025-08-02 02:00 | 0 | 0 | -137.5182 | 90 | 0 | 0 | 0.37441 | 0 | 0 | 0 | 0 | 0.37441 | 0.41185 | 0 | 0 | 0 | 0 | 0 | 5.143 | 0 | 0 | 0 | 0 | 9.2074 | 40 | 0 | 0.91077 | 0.91077 | 0.10851 | 0.91077 | 0 | 0.41185 | 0 | 0 | 0
2025-08-02 03:00 | 0 | 0 | -125.9493 | 90 | 0 | 0 | 0.44471 | 1.5094e-15 | 1.5094e-15 | 0 | 0 | 0.44471 | 0.48918 | 0 | 1.5888e-15 | 1.5094e-15 | 0 | 0 | 5.143 | 1.5888e-15 | 0 | 1.5888e-15 | 0 | 9.2074 | 40 | 0 | 1.0818 | 1.0818 | 0.12888 | 1.0818 | 0 | 0.48918 | 0 | 0 | 1.5888e-15
2025-08-02 04:00 | 0 | 0 | -116.5143 | 90 | 0 | 0 | 0.29201 | 3.0188e-15 | 3.0188e-15 | 0 | 0 | 0.29201 | 0.32121 | 0 | 3.1776e-15 | 3.0188e-15 | 0 | 0 | 5.143 | 3.1776e-15 | 0 | 3.1776e-15 | 0 | 9.2074 | 40 | 0 | 0.71033 | 0.71033 | 0.084626 | 0.71033 | 0 | 0.32121 | 0 | 0 | 3.1776e-15
2025-08-02 05:00 | 0.014961 | 4.2004 | -108.4762 | 95.9255 | 0.013894 | 0.044186 | 0.49547 | 0.041976 | 0.041976 | 105.2632 | 0 | 0.4535 | 0.53663 | 0.044186 | 0.044186 | 0.041976 | 0 | 0 | 5.143 | 3.1776e-15 | 0 | 3.1776e-15 | 0 | 9.2074 | 40 | 0 | 1.2053 | 1.2053 | 0.14359 | 1.2053 | 0 | 0.54502 | 0.035349 | 0 | 0.044186
2025-08-02 06:00 | 0.063911 | 16.5445 | -101.1843 | 81.6569 | 0.059797 | 0.19017 | 0.44992 | 0.18066 | 0.18066 | 105.2632 | 0 | 0.26926 | 0.45878 | 0.19017 | 0.19017 | 0.18066 | 0 | 0 | 5.143 | 3.1776e-15 | 0 | 3.1776e-15 | 0 | 9.2074 | 40 | 0 | 1.0945 | 1.0945 | 0.13039 | 1.0945 | 0 | 0.49491 | 0.15213 | 0 | 0.19017
2025-08-02 07:00 | 0.050939 | 29.1995 | -94.0065 | 67.4464 | 0.047946 | 0.15248 | 0.3289 | 0.14485 | 0.14485 | 105.2632 | 0 | 0.18405 | 0.33282 | 0.15248 | 0.15248 | 0.14485 | 0 | 0 | 5.143 | 3.1776e-15 | 0 | 3.1776e-15 | 0 | 9.2074 | 40 | 0 | 0.80007 | 0.80007 | 0.095317 | 0.80007 | 0 | 0.36179 | 0.12198 | 0 | 0.15248
2025-08-02 08:00 | 0.26077 | 41.9653 | -86.1245 | 53.4263 | 0.24578 | 0.78164 | 0.36849 | 0.36849 | 0.36849 | 212.1161 | 0 | 0 | 0.25683 | 0.78164 | 0.38789 | 0.36849 | 0 | 0 | 5.143 | 3.1776e-15 | 0.39375 | 0 | 0.39375 | 9.5595 | 41.53 | 0 | 0.89639 | 0.89639 | 0.10679 | 0.89639 | 0 | 0.40534 | 0.62531 | 0 | 0.78164
2025-08-02 09:00 | 0.40739 | 54.5798 | -75.9986 | 39.8649 | 0.38669 | 1.2297 | 0.38649 | 0.38649 | 0.38649 | 318.1777 | 0 | 0 | 0 | 1.2297 | 0.40683 | 0.38649 | 0 | 0 | 5.143 | 0.315 | 0.8229 | 0 | 0.8229 | 10.2956 | 44.7275 | 0 | 0.94017 | 0.94017 | 0.11201 | 0.94017 | 0 | 0.42514 | 0.98379 | 0 | 1.5447
2025-08-02 10:00 | 0.28578 | 66.4359 | -59.5195 | 27.5075 | 0.26997 | 0.85856 | 0.45399 | 0.45399 | 0.45399 | 189.1159 | 0 | 0 | 0 | 0.85856 | 0.47788 | 0.45399 | 0 | 0 | 5.143 | 0.97332 | 0.38068 | 0 | 0.38068 | 10.636 | 46.2067 | 0 | 1.1044 | 1.1044 | 0.13157 | 1.1044 | 0 | 0.49939 | 0.68685 | 0 | 1.8319
2025-08-02 11:00 | 0.2611 | 75.1994 | -23.8337 | 18.9331 | 0.24658 | 0.78418 | 0.46132 | 0.46132 | 0.46132 | 169.9868 | 0 | 0 | 0 | 0.78418 | 0.4856 | 0.46132 | 0 | 0 | 5.143 | 1.2779 | 0.29858 | 0 | 0.29858 | 10.9031 | 47.367 | 0 | 1.1222 | 1.1222 | 0.13369 | 1.1222 | 0 | 0.50745 | 0.62734 | 0 | 2.062
2025-08-02 12:00 | 0.29195 | 74.1802 | 32.1607 | 19.8839 | 0.27583 | 0.87719 | 0.82234 | 0.82234 | 0.82234 | 106.6696 | 0 | 0 | 0 | 0.87719 | 0.86562 | 0.82234 | 0 | 0 | 5.143 | 1.5167 | 0.011566 | 0 | 0.011566 | 10.9135 | 47.4119 | 0 | 1.9976 | 1.9976 | 0.23798 | 1.9976 | 0 | 0.90457 | 0.70175 | 0 | 2.3939
2025-08-02 13:00 | 0.33096 | 64.5344 | 63.133 | 29.4502 | 0.31312 | 0.99578 | 0.60177 | 0.60177 | 0.60177 | 165.4765 | 0 | 0 | 0 | 0.99578 | 0.63344 | 0.60177 | 0 | 0 | 5.143 | 1.526 | 0.36234 | 0 | 0.36234 | 11.2376 | 48.8199 | 0 | 1.4618 | 1.4618 | 0.17415 | 1.4618 | 0 | 0.66194 | 0.79663 | 0 | 2.5218
2025-08-02 14:00 | 0.28114 | 52.4685 | 77.9915 | 42.1116 | 0.26553 | 0.84444 | 0.73545 | 0.73545 | 0.73545 | 114.8186 | 0 | 0 | 0 | 0.84444 | 0.77416 | 0.73545 | 0 | 0 | 5.143 | 1.8159 | 0.070276 | 0 | 0.070276 | 11.3004 | 49.0929 | 0 | 1.7865 | 1.7865 | 0.21284 | 1.7865 | 0 | 0.809 | 0.67555 | 0 | 2.6603
2025-08-02 15:00 | 0.12463 | 39.8018 | 87.5611 | 55.7822 | 0.11742 | 0.37341 | 0.72329 | 0.72329 | 0.72329 | 51.6269 | 0 | 0 | 0 | 0.37341 | 0.76136 | 0.72329 | 0 | 0 | 5.143 | 1.8721 | 0 | 0.38795 | -0.38795 | 10.8667 | 47.2086 | 0 | 1.757 | 1.757 | 0.20932 | 1.757 | 0 | 0.79562 | 0.29873 | 0 | 2.2455
2025-08-02 16:00 | 0.10349 | 27.0398 | 95.2463 | 69.8477 | 0.09728 | 0.30937 | 0.78103 | 0.78103 | 0.78103 | 39.6101 | 0 | 0 | 0 | 0.30937 | 0.82214 | 0.78103 | 0 | 0 | 5.143 | 1.4841 | 0 | 0.51277 | -0.51277 | 10.2934 | 44.718 | 0 | 1.8972 | 1.8972 | 0.22603 | 1.8972 | 0 | 0.85913 | 0.24749 | 0 | 1.7935
2025-08-02 17:00 | 0.05637 | 14.4234 | 102.3948 | 84.0756 | 0.052642 | 0.16741 | 0.79281 | 0.79281 | 0.79281 | 21.1161 | 0 | 0 | 0 | 0.16741 | 0.83454 | 0.79281 | 0 | 0 | 5.143 | 0.97136 | 0 | 0.66713 | -0.66713 | 9.5475 | 41.4777 | 0 | 1.9258 | 1.9258 | 0.22944 | 1.9258 | 0 | 0.87209 | 0.13393 | 0 | 1.1388
2025-08-02 18:00 | 0.014904 | 2.1531 | 109.77 | 98.3443 | 0.013692 | 0.043543 | 0.88419 | 0.33039 | 0.33039 | 13.1796 | 0 | 0.5538 | 0.67532 | 0.043543 | 0.34777 | 0.33039 | 0 | 0 | 5.143 | 0.30423 | 0 | 0.30423 | -0.30423 | 9.2074 | 40 | 0 | 2.1478 | 2.1478 | 0.25588 | 2.1478 | 0 | 0.97261 | 0.034835 | 0 | 0.34777
2025-08-02 19:00 | 0 | 0 | 117.9969 | 90 | 0 | 0 | 0.69666 | 1.5094e-15 | 1.5094e-15 | 0 | 0 | 0.69666 | 0.76633 | 0 | 1.5888e-15 | 1.5094e-15 | 0 | 0 | 5.143 | 1.5888e-15 | 0 | 1.5888e-15 | 0 | 9.2074 | 40 | 0 | 1.6923 | 1.6923 | 0.20161 | 1.6923 | 0 | 0.76633 | 0 | 0 | 1.5888e-15
2025-08-02 20:00 | 0 | 0 | 127.7401 | 90 | 0 | 0 | 0.81996 | 3.0188e-15 | 3.0188e-15 | 0 | 0 | 0.81996 | 0.90195 | 0 | 3.1776e-15 | 3.0188e-15 | 0 | 0 | 5.143 | 3.1776e-15 | 0 | 3.1776e-15 | 0 | 9.2074 | 40 | 0 | 1.9918 | 1.9918 | 0.23729 | 1.9918 | 0 | 0.90195 | 0 | 0 | 3.1776e-15
2025-08-02 21:00 | 0 | 0 | 139.7453 | 90 | 0 | 0 | 0.83675 | 3.0188e-15 | 3.0188e-15 | 0 | 0 | 0.83675 | 0.92043 | 0 | 3.1776e-15 | 3.0188e-15 | 0 | 0 | 5.143 | 3.1776e-15 | 0 | 3.1776e-15 | 0 | 9.2074 | 40 | 0 | 2.0326 | 2.0326 | 0.24215 | 2.0326 | 0 | 0.92043 | 0 | 0 | 3.1776e-15
2025-08-02 22:00 | 0 | 0 | 154.6352 | 90 | 0 | 0 | 0.76506 | 3.0188e-15 | 3.0188e-15 | 0 | 0 | 0.76506 | 0.84157 | 0 | 3.1776e-15 | 3.0188e-15 | 0 | 0 | 5.143 | 3.1776e-15 | 0 | 3.1776e-15 | 0 | 9.2074 | 40 | 0 | 1.8584 | 1.8584 | 0.22141 | 1.8584 | 0 | 0.84157 | 0 | 0 | 3.1776e-15
2025-08-02 23:00 | 0 | 0 | 172.2411 | 90 | 0 | 0 | 0.70131 | 3.0188e-15 | 3.0188e-15 | 0 | 0 | 0.70131 | 0.77144 | 0 | 3.1776e-15 | 3.0188e-15 | 0 | 0 | 5.143 | 3.1776e-15 | 0 | 3.1776e-15 | 0 | 9.2074 | 40 | 0 | 1.7036 | 1.7036 | 0.20296 | 1.7036 | 0 | 0.77144 | 0 | 0 | 3.1776e-15
2025-08-03 | 0 | 0 | -169.0439 | 90 | 0 | 0 | 0.24849 | 4.5281e-15 | 4.5281e-15 | 0 | 0 | 0.24849 | 0.27334 | 0 | 4.7665e-15 | 4.5281e-15 | 0 | 0 | 5.143 | 4.7665e-15 | 0 | 4.7665e-15 | 0 | 9.2074 | 40 | 0 | 0.60448 | 0.60448 | 0.072015 | 0.60448 | 0 | 0.27334 | 0 | 0 | 4.7665e-15
2025-08-03 01:00 | 0 | 0 | -151.7479 | 90 | 0 | 0 | 0.28219 | 4.5281e-15 | 4.5281e-15 | 0 | 0 | 0.28219 | 0.31041 | 0 | 4.7665e-15 | 4.5281e-15 | 0 | 0 | 5.143 | 4.7665e-15 | 0 | 4.7665e-15 | 0 | 9.2074 | 40 | 0 | 0.68644 | 0.68644 | 0.08178 | 0.68644 | 0 | 0.31041 | 0 | 0 | 4.7665e-15
2025-08-03 02:00 | 0 | 0 | -137.3273 | 90 | 0 | 0 | 0.32761 | 4.5281e-15 | 4.5281e-15 | 0 | 0 | 0.32761 | 0.36038 | 0 | 4.7665e-15 | 4.5281e-15 | 0 | 0 | 5.143 | 4.7665e-15 | 0 | 4.7665e-15 | 0 | 9.2074 | 40 | 0 | 0.79694 | 0.79694 | 0.094945 | 0.79694 | 0 | 0.36038 | 0 | 0 | 4.7665e-15
2025-08-03 03:00 | 0 | 0 | -125.7398 | 90 | 0 | 0 | 0.34709 | 6.0375e-15 | 6.0375e-15 | 0 | 0 | 0.34709 | 0.3818 | 0 | 6.3553e-15 | 6.0375e-15 | 0 | 0 | 5.143 | 6.3553e-15 | 0 | 6.3553e-15 | 0 | 9.2074 | 40 | 0 | 0.84431 | 0.84431 | 0.10059 | 0.84431 | 0 | 0.3818 | 0 | 0 | 6.3553e-15
2025-08-03 04:00 | 0 | 0 | -116.2947 | 90 | 0 | 0 | 0.31856 | 6.0375e-15 | 6.0375e-15 | 0 | 0 | 0.31856 | 0.35041 | 0 | 6.3553e-15 | 6.0375e-15 | 0 | 0 | 5.143 | 6.3553e-15 | 0 | 6.3553e-15 | 0 | 9.2074 | 40 | 0 | 0.77491 | 0.77491 | 0.09232 | 0.77491 | 0 | 0.35041 | 0 | 0 | 6.3553e-15
2025-08-03 05:00 | 0.058008 | 4.0709 | -108.2462 | 95.923 | 0.017984 | 0.057193 | 0.30497 | 0.054334 | 0.054334 | 105.2632 | 0 | 0.25064 | 0.3246 | 0.057193 | 0.057193 | 0.054334 | 0 | 0 | 5.143 | 6.3553e-15 | 0 | 6.3553e-15 | 0 | 9.2074 | 40 | 0 | 0.74186 | 0.74186 | 0.088382 | 0.74186 | 0 | 0.33547 | 0.045755 | 0 | 0.057193
2025-08-03 06:00 | 0.26256 | 16.4284 | -100.9377 | 81.6332 | 0.15193 | 0.48316 | 0.31709 | 0.31709 | 0.31709 | 152.3732 | 0 | 0 | 0.257 | 0.48316 | 0.33378 | 0.31709 | 0 | 0 | 5.143 | 6.3553e-15 | 0.14938 | 0 | 0.14938 | 9.341 | 40.5804 | 0 | 0.77134 | 0.77134 | 0.091894 | 0.77134 | 0 | 0.3488 | 0.38653 | 0 | 0.48316
2025-08-03 07:00 | 0.49197 | 29.0908 | -93.7318 | 67.4001 | 0.40098 | 1.2752 | 0.37371 | 0.37371 | 0.37371 | 341.2227 | 0 | 0 | 0.055266 | 1.2752 | 0.39338 | 0.37371 | 0 | 0 | 5.143 | 0.1195 | 0.8818 | 0 | 0.8818 | 10.1297 | 44.0069 | 0 | 0.90907 | 0.90907 | 0.1083 | 0.90907 | 0 | 0.41108 | 1.0201 | 0 | 1.3947
2025-08-03 08:00 | 0.7223 | 41.8566 | -85.8022 | 53.3526 | 0.65869 | 2.0947 | 0.22572 | 0.22572 | 0.22572 | 928.0037 | 0 | 0 | 0 | 2.0947 | 0.2376 | 0.22572 | 0 | 0 | 5.143 | 0.82494 | 1.8571 | 0 | 1.8571 | 11.7907 | 51.2231 | 0 | 0.54909 | 0.54909 | 0.065416 | 0.54909 | 0 | 0.2483 | 1.6758 | 0 | 2.9197
2025-08-03 09:00 | 0.94791 | 54.4585 | -75.5958 | 39.7533 | 0.90962 | 2.8927 | 0.3735 | 0.3735 | 0.3735 | 774.502 | 0 | 0 | 0 | 2.8927 | 0.39315 | 0.3735 | 0 | 0 | 5.143 | 2.3106 | 2.4996 | 0 | 2.4996 | 14.0264 | 60.9358 | 0 | 0.90856 | 0.90856 | 0.10824 | 0.90856 | 0 | 0.41085 | 2.3142 | 0 | 5.2034
2025-08-03 10:00 | 0.96308 | 66.2762 | -58.9971 | 27.336 | 0.94735 | 3.0127 | 0.32162 | 0.32162 | 0.32162 | 936.7283 | 0 | 0 | 0 | 3.0127 | 0.33855 | 0.32162 | 0 | 0 | 4.2402 | 4.3103 | 2.6742 | 0 | 2.6742 | 16.4183 | 71.3269 | 0 | 0.78237 | 0.78237 | 0.093209 | 0.78237 | 0 | 0.35379 | 2.4102 | 0 | 7.3231
2025-08-03 11:00 | 1.0462 | 74.9578 | -23.4264 | 18.6815 | 1.0397 | 3.3064 | 0.4563 | 0.4563 | 0.4563 | 724.6149 | 0.073387 | 0 | 0 | 3.3064 | 0.48031 | 0.4563 | 0 | 0 | 2.7527 | 6.0061 | 2.7527 | 0 | 2.7527 | 18.8804 | 82.023 | 0 | 1.11 | 1.11 | 0.13224 | 1.11 | 0 | 0.50192 | 2.6451 | 0 | 9.3125
2025-08-03 12:00 | 1.066 | 73.9431 | 31.7433 | 19.6541 | 1.0586 | 3.3664 | 0.83126 | 0.83126 | 0.83126 | 404.9784 | 1.195 | 0 | 0 | 3.3664 | 0.87501 | 0.83126 | 0 | 0 | 1.2964 | 6.0061 | 1.2964 | 0 | 1.2964 | 20.0399 | 87.0605 | 0 | 2.0192 | 2.0192 | 0.24056 | 2.0192 | 0 | 0.91438 | 2.6931 | 0 | 9.3726
2025-08-03 13:00 | 1.028 | 64.3662 | 62.663 | 29.3096 | 1.0083 | 3.2067 | 0.94429 | 0.94429 | 0.94429 | 339.5844 | 1.2795 | 0 | 0 | 3.2067 | 0.99399 | 0.94429 | 0 | 0 | 0.93314 | 6.0061 | 0.93314 | 0 | 0.93314 | 20.8746 | 90.6864 | 0 | 2.2938 | 2.2938 | 0.27327 | 2.2938 | 0 | 1.0387 | 2.5653 | 0 | 9.2128
2025-08-03 14:00 | 0.8639 | 52.3309 | 77.6234 | 42.0287 | 0.82375 | 2.6197 | 0.6814 | 0.6814 | 0.6814 | 384.454 | 1.2307 | 0 | 0 | 2.6197 | 0.71726 | 0.6814 | 0 | 0 | 0.67165 | 6.0061 | 0.67165 | 0 | 0.67165 | 21.4753 | 93.2963 | 0 | 1.6552 | 1.6552 | 0.19719 | 1.6552 | 0 | 0.74954 | 2.0957 | 0 | 8.6258
2025-08-03 15:00 | 0.58228 | 39.6736 | 87.2619 | 55.7358 | 0.52672 | 1.6751 | 0.40967 | 0.40967 | 0.40967 | 408.8825 | 0.7604 | 0 | 0 | 1.6751 | 0.43123 | 0.40967 | 0 | 0 | 0.48344 | 6.0061 | 0.48344 | 0 | 0.48344 | 21.9077 | 95.1748 | 0 | 0.99514 | 0.99514 | 0.11856 | 0.99514 | 0 | 0.45064 | 1.3401 | 0 | 7.6812
2025-08-03 16:00 | 0.41748 | 26.9102 | 94.989 | 69.8279 | 0.33333 | 1.0601 | 0.73063 | 0.73063 | 0.73063 | 145.0881 | 0 | 0 | 0 | 1.0601 | 0.76909 | 0.73063 | 0 | 0 | 0.34797 | 6.0061 | 0.29097 | 0 | 0.29097 | 22.168 | 96.3054 | 0 | 1.7748 | 1.7748 | 0.21144 | 1.7748 | 0 | 0.8037 | 0.84805 | 0 | 7.0662
2025-08-03 17:00 | 0.19085 | 14.2857 | 102.1631 | 84.0781 | 0.1157 | 0.36796 | 0.79717 | 0.79717 | 0.79717 | 46.1584 | 0 | 0 | 0 | 0.36796 | 0.83912 | 0.79717 | 0 | 0 | 0.29136 | 6.0061 | 0 | 0.47116 | -0.47116 | 21.6412 | 94.0169 | 0 | 1.9364 | 1.9364 | 0.2307 | 1.9364 | 0 | 0.87688 | 0.29437 | 0 | 6.3741
2025-08-03 18:00 | 0.036744 | 2.0018 | 109.5543 | 98.3679 | 0.011305 | 0.035953 | 0.66817 | 0.66817 | 0.66817 | 5.3808 | 0 | 1.1102e-16 | 0 | 0.035953 | 0.70334 | 0.66817 | 0 | 0 | 0.81649 | 6.0061 | 0 | 0.66739 | -0.66739 | 20.895 | 90.7754 | 0 | 1.6231 | 1.6231 | 0.19337 | 1.6231 | 0 | 0.73499 | 0.028762 | 0 | 6.0421
2025-08-03 19:00 | 0 | 0 | 117.793 | 90 | 0 | 0 | 0.70439 | 0.70439 | 0.70439 | 0 | 0 | 0 | 0 | 0 | 0.74147 | 0.70439 | 0 | 0 | 1.3872 | 6.0061 | 0 | 0.74147 | -0.74147 | 20.0661 | 87.174 | 0 | 1.7111 | 1.7111 | 0.20385 | 1.7111 | 0 | 0.77483 | 0 | 0 | 6.0061
2025-08-03 20:00 | 0 | 0 | 127.5498 | 90 | 0 | 0 | 0.95583 | 0.95583 | 0.95583 | 0 | 0 | 1.1102e-16 | 0 | 0 | 1.0061 | 0.95583 | 0 | 0 | 1.937 | 6.0061 | 0 | 1.0061 | -1.0061 | 18.9412 | 82.287 | 0 | 2.3218 | 2.3218 | 0.27661 | 2.3218 | 0 | 1.0514 | 0 | 0 | 6.0061
2025-08-03 21:00 | 0 | 0 | 139.5807 | 90 | 0 | 0 | 0.81515 | 0.81515 | 0.81515 | 0 | 0 | 1.1102e-16 | 0 | 0 | 0.85805 | 0.81515 | 0 | 0 | 2.6746 | 6.0061 | 0 | 0.85805 | -0.85805 | 17.9818 | 78.1193 | 0 | 1.9801 | 1.9801 | 0.2359 | 1.9801 | 0 | 0.89667 | 0 | 0 | 6.0061
2025-08-03 22:00 | 0 | 0 | 154.5224 | 90 | 0 | 0 | 0.35124 | 0.35124 | 0.35124 | 0 | 0 | 5.5511e-17 | 0 | 0 | 0.36972 | 0.35124 | 0 | 0 | 3.2168 | 6.0061 | 0 | 0.36972 | -0.36972 | 17.5685 | 76.3236 | 0 | 0.85319 | 0.85319 | 0.10165 | 0.85319 | 0 | 0.38636 | 0 | 0 | 6.0061
2025-08-03 23:00 | 0 | 0 | 172.2141 | 90 | 0 | 0 | 0.79734 | 0.79734 | 0.79734 | 0 | 0 | 0 | 0 | 0 | 0.83931 | 0.79734 | 0 | 0 | 3.3165 | 6.0061 | 0 | 0.83931 | -0.83931 | 16.6301 | 72.2469 | 0 | 1.9368 | 1.9368 | 0.23075 | 1.9368 | 0 | 0.87708 | 0 | 0 | 6.0061
2025-08-04 | 0 | 0 | -168.9663 | 90 | 0 | 0 | 0.3808 | 0.3808 | 0.3808 | 0 | 0 | 5.5511e-17 | 0 | 0 | 0.40085 | 0.3808 | 0 | 0 | 3.9108 | 6.0061 | 0 | 0.40085 | -0.40085 | 16.1819 | 70.3 | 0 | 0.92633 | 0.92633 | 0.11036 | 0.92633 | 0 | 0.41888 | 0 | 0 | 6.0061
2025-08-04 01:00 | 0 | 0 | -151.5921 | 90 | 0 | 0 | 0.421 | 0.421 | 0.421 | 0 | 0 | 5.5511e-17 | 0 | 0 | 0.44315 | 0.421 | 0 | 0 | 4.0714 | 6.0061 | 0 | 0.44315 | -0.44315 | 15.6865 | 68.1475 | 0 | 1.0241 | 1.0241 | 0.12201 | 1.0241 | 0 | 0.4631 | 0 | 0 | 6.0061
2025-08-04 02:00 | 0 | 0 | -137.1298 | 90 | 0 | 0 | 0.44853 | 0.44853 | 0.44853 | 0 | 0 | 5.5511e-17 | 0 | 0 | 0.47214 | 0.44853 | 0 | 0 | 4.32 | 5.7951 | 0 | 0.47214 | -0.47214 | 15.1586 | 65.8543 | 0 | 1.0911 | 1.0911 | 0.12999 | 1.0911 | 0 | 0.49338 | 0 | 0 | 5.7951
2025-08-04 03:00 | 0 | 0 | -125.5239 | 90 | 0 | 0 | 0.36131 | 0.36131 | 0.36131 | 0 | 0 | 5.5511e-17 | 0 | 0 | 0.38033 | 0.36131 | 0 | 0 | 4.61 | 5.3229 | 0 | 0.38033 | -0.38033 | 14.7334 | 64.007 | 0 | 0.87891 | 0.87891 | 0.10471 | 0.87891 | 0 | 0.39744 | 0 | 0 | 5.3229
2025-08-04 04:00 | 0 | 0 | -116.0693 | 90 | 0 | 0 | 0.40995 | 0.40995 | 0.40995 | 0 | 0 | 5.5511e-17 | 0 | 0 | 0.43153 | 0.40995 | 0 | 0 | 4.8198 | 4.9426 | 0 | 0.43153 | -0.43153 | 14.2509 | 61.911 | 0 | 0.99724 | 0.99724 | 0.11881 | 0.99724 | 0 | 0.45095 | 0 | 0 | 4.9426
2025-08-04 05:00 | 0.057464 | 3.9407 | -108.0105 | 95.9179 | 0.016636 | 0.052906 | 0.31721 | 0.31721 | 0.31721 | 16.6785 | 0 | 0 | 0 | 0.052906 | 0.33391 | 0.31721 | 0 | 0 | 5.0907 | 4.5111 | 0 | 0.281 | -0.281 | 13.9367 | 60.5461 | 0 | 0.77164 | 0.77164 | 0.09193 | 0.77164 | 0 | 0.34893 | 0.042325 | 0 | 4.564
2025-08-04 06:00 | 0.25194 | 16.3117 | -100.6854 | 81.6069 | 0.1503 | 0.47797 | 0.32862 | 0.32862 | 0.32862 | 145.4489 | 0 | 0 | 0 | 0.47797 | 0.34592 | 0.32862 | 0 | 0 | 5.143 | 4.2301 | 0.13206 | 0 | 0.13206 | 14.0549 | 61.0593 | 0 | 0.79939 | 0.79939 | 0.095236 | 0.79939 | 0 | 0.36148 | 0.38238 | 0 | 4.7081
2025-08-04 07:00 | 0.48506 | 28.9815 | -93.451 | 67.3511 | 0.39762 | 1.2645 | 0.37481 | 0.37481 | 0.37481 | 337.3686 | 0 | 0 | 0 | 1.2645 | 0.39454 | 0.37481 | 0 | 0 | 5.0358 | 4.3357 | 0.86996 | 0 | 0.86996 | 14.833 | 64.4397 | 0 | 0.91175 | 0.91175 | 0.10862 | 0.91175 | 0 | 0.41229 | 1.0116 | 0 | 5.6002
2025-08-04 08:00 | 0.69869 | 41.7468 | -85.4731 | 53.2761 | 0.6396 | 2.034 | 0.44854 | 0.44854 | 0.44854 | 453.475 | 0 | 0 | 0 | 2.034 | 0.47215 | 0.44854 | 0 | 0 | 4.3864 | 5.0317 | 1.5619 | 0 | 1.5619 | 16.23 | 70.5087 | 0 | 1.0911 | 1.0911 | 0.12999 | 1.0911 | 0 | 0.4934 | 1.6272 | 0 | 7.0657
2025-08-04 09:00 | 0.9415 | 54.3354 | -75.1854 | 39.6384 | 0.90619 | 2.8819 | 0.33136 | 0.33136 | 0.33136 | 869.7053 | 0 | 0 | 0 | 2.8819 | 0.3488 | 0.33136 | 0 | 0 | 3.3621 | 6.0061 | 2.5331 | 0 | 2.5331 | 18.4956 | 80.3514 | 0 | 0.80605 | 0.80605 | 0.09603 | 0.80605 | 0 | 0.3645 | 2.3055 | 0 | 8.888
2025-08-04 10:00 | 0.95191 | 66.1135 | -58.4674 | 27.1605 | 0.9388 | 2.9855 | 0.45837 | 0.45837 | 0.45837 | 651.3343 | 0.72346 | 0 | 0 | 2.9855 | 0.4825 | 0.45837 | 0 | 0 | 1.7796 | 6.0061 | 1.7796 | 0 | 1.7796 | 20.0873 | 87.2663 | 0 | 1.115 | 1.115 | 0.13284 | 1.115 | 0 | 0.50421 | 2.3884 | 0 | 8.9917
2025-08-04 11:00 | 1.0052 | 74.7114 | -23.0156 | 18.4244 | 1.0013 | 3.1842 | 0.35495 | 0.35495 | 0.35495 | 897.0837 | 1.8923 | 0 | 0 | 3.1842 | 0.37364 | 0.35495 | 0 | 0 | 0.9183 | 6.0061 | 0.9183 | 0 | 0.9183 | 20.9087 | 90.8346 | 0 | 0.86345 | 0.86345 | 0.10287 | 0.86345 | 0 | 0.39045 | 2.5474 | 0 | 9.1904
2025-08-04 12:00 | 1.0399 | 73.6993 | 31.3372 | 19.4217 | 1.0351 | 3.2919 | 0.78925 | 0.78925 | 0.78925 | 417.0927 | 1.8002 | 0 | 0 | 3.2919 | 0.83079 | 0.78925 | 0 | 0 | 0.66097 | 6.0061 | 0.66097 | 0 | 0.66097 | 21.4999 | 93.4029 | 0 | 1.9172 | 1.9172 | 0.22841 | 1.9172 | 0 | 0.86818 | 2.6335 | 0 | 9.2981
2025-08-04 13:00 | 0.94293 | 64.1913 | 62.1928 | 29.1697 | 0.92717 | 2.9486 | 0.80032 | 0.80032 | 0.80032 | 368.4209 | 1.6304 | 0 | 0 | 2.9486 | 0.84245 | 0.80032 | 0 | 0 | 0.47575 | 6.0061 | 0.47575 | 0 | 0.47575 | 21.9254 | 95.2516 | 0 | 1.9441 | 1.9441 | 0.23161 | 1.9441 | 0 | 0.88036 | 2.3588 | 0 | 8.9547
2025-08-04 14:00 | 0.90998 | 52.1873 | 77.2522 | 41.9475 | 0.87028 | 2.7676 | 0.83128 | 0.83128 | 0.83128 | 332.9357 | 1.5502 | 0 | 0 | 2.7676 | 0.87503 | 0.83128 | 0 | 0 | 0.34244 | 6.0061 | 0.34244 | 0 | 0.34244 | 22.2317 | 96.5822 | 0 | 2.0193 | 2.0193 | 0.24057 | 2.0193 | 0 | 0.91441 | 2.2141 | 0 | 8.7738
2025-08-04 15:00 | 0.74839 | 39.5399 | 86.9593 | 55.6915 | 0.67557 | 2.1484 | 0.82354 | 0.82354 | 0.82354 | 260.8802 | 1.0351 | 0 | 0 | 2.1484 | 0.86688 | 0.82354 | 0 | 0 | 0.24648 | 6.0061 | 0.24648 | 0 | 0.24648 | 22.4521 | 97.5399 | 0 | 2.0005 | 2.0005 | 0.23833 | 2.0005 | 0 | 0.90589 | 1.7188 | 0 | 8.1546
2025-08-04 16:00 | 0.50723 | 26.7754 | 94.7284 | 69.8105 | 0.40044 | 1.2735 | 1.0126 | 1.0126 | 1.0126 | 125.7592 | 0.030137 | 0 | 0 | 1.2735 | 1.0659 | 1.0126 | 0 | 0 | 0.17741 | 6.0061 | 0.17741 | 0 | 0.17741 | 22.6108 | 98.2293 | 0 | 2.4598 | 2.4598 | 0.29305 | 2.4598 | 0 | 1.1139 | 1.0188 | 0 | 7.2796
2025-08-04 17:00 | 0.24368 | 14.1429 | 101.9282 | 84.0832 | 0.11533 | 0.36678 | 0.76717 | 0.76717 | 0.76717 | 47.8096 | 0 | 1.1102e-16 | 0 | 0.36678 | 0.80755 | 0.76717 | 0 | 0 | 0.1277 | 6.0061 | 0 | 0.44077 | -0.44077 | 22.118 | 96.0884 | 0 | 1.8636 | 1.8636 | 0.22202 | 1.8636 | 0 | 0.84389 | 0.29343 | 0 | 6.3729
2025-08-04 18:00 | 0.044225 | 1.8454 | 109.3356 | 98.3942 | 0.0038943 | 0.012385 | 0.85812 | 0.85812 | 0.85812 | 1.4432 | 0 | 2.2204e-16 | 0 | 0.012385 | 0.90329 | 0.85812 | 0 | 0 | 0.5789 | 6.0061 | 0 | 0.8909 | -0.8909 | 21.122 | 91.7612 | 0 | 2.0845 | 2.0845 | 0.24834 | 2.0845 | 0 | 0.94393 | 0.0099076 | 0 | 6.0185
2025-08-04 19:00 | 0 | 0 | 117.5862 | 90 | 0 | 0 | 0.57223 | 0.57223 | 0.57223 | 0 | 0 | 0 | 0 | 0 | 0.60234 | 0.57223 | 0 | 0 | 1.3344 | 6.0061 | 0 | 0.60234 | -0.60234 | 20.4485 | 88.8355 | 0 | 1.39 | 1.39 | 0.1656 | 1.39 | 0 | 0.62945 | 0 | 0 | 6.0061
2025-08-04 20:00 | 0 | 0 | 127.357 | 90 | 0 | 0 | 1.0491 | 1.0491 | 1.0491 | 0 | 0 | 2.2204e-16 | 0 | 0 | 1.1043 | 1.0491 | 0 | 0 | 1.718 | 6.0061 | 0 | 1.1043 | -1.1043 | 19.2138 | 83.4716 | 0 | 2.5484 | 2.5484 | 0.30361 | 2.5484 | 0 | 1.154 | 0 | 0 | 6.0061
2025-08-04 21:00 | 0 | 0 | 139.4142 | 90 | 0 | 0 | 0.60281 | 0.60281 | 0.60281 | 0 | 0 | 0 | 0 | 0 | 0.63454 | 0.60281 | 0 | 0 | 2.5471 | 6.0061 | 0 | 0.63454 | -0.63454 | 18.5044 | 80.3895 | 0 | 1.4643 | 1.4643 | 0.17445 | 1.4643 | 0 | 0.66309 | 0 | 0 | 6.0061
2025-08-04 22:00 | 0 | 0 | 154.4092 | 90 | 0 | 0 | 0.88755 | 0.88755 | 0.88755 | 0 | 0 | 1.1102e-16 | 0 | 0 | 0.93426 | 0.88755 | 0 | 0 | 2.8751 | 6.0061 | 0 | 0.93426 | -0.93426 | 17.4598 | 75.8517 | 0 | 2.156 | 2.156 | 0.25685 | 2.156 | 0 | 0.97631 | 0 | 0 | 6.0061
2025-08-04 23:00 | 0 | 0 | 172.1894 | 90 | 0 | 0 | 0.77102 | 0.77102 | 0.77102 | 0 | 0 | 0 | 0 | 0 | 0.8116 | 0.77102 | 0 | 0 | 3.5097 | 6.0061 | 0 | 0.8116 | -0.8116 | 16.5525 | 71.9096 | 0 | 1.8729 | 1.8729 | 0.22313 | 1.8729 | 0 | 0.84813 | 0 | 0 | 6.0061
2025-08-05 | 0 | 0 | -168.8835 | 90 | 0 | 0 | 0.28677 | 0.28677 | 0.28677 | 0 | 0 | 5.5511e-17 | 0 | 0 | 0.30187 | 0.28677 | 0 | 0 | 4.0045 | 6.0061 | 0 | 0.30187 | -0.30187 | 16.215 | 70.4434 | 0 | 0.69759 | 0.69759 | 0.083109 | 0.69759 | 0 | 0.31545 | 0 | 0 | 6.0061
2025-08-05 01:00 | 0 | 0 | -151.4297 | 90 | 0 | 0 | 0.42713 | 0.42713 | 0.42713 | 0 | 0 | 0 | 0 | 0 | 0.44961 | 0.42713 | 0 | 0 | 4.0479 | 6.0061 | 0 | 0.44961 | -0.44961 | 15.7123 | 68.2596 | 0 | 1.039 | 1.039 | 0.12378 | 1.039 | 0 | 0.46984 | 0 | 0 | 6.0061
2025-08-05 02:00 | 0 | 0 | -136.9256 | 90 | 0 | 0 | 0.33713 | 0.33713 | 0.33713 | 0 | 0 | 0 | 0 | 0 | 0.35488 | 0.33713 | 0 | 0 | 4.3052 | 5.8182 | 0 | 0.35488 | -0.35488 | 15.3155 | 66.5359 | 0 | 0.8201 | 0.8201 | 0.097704 | 0.8201 | 0 | 0.37085 | 0 | 0 | 5.8182
2025-08-05 03:00 | 0 | 0 | -125.3018 | 90 | 0 | 0 | 0.22158 | 0.22158 | 0.22158 | 0 | 0 | 2.7756e-17 | 0 | 0 | 0.23324 | 0.22158 | 0 | 0 | 4.4902 | 5.4633 | 0 | 0.23324 | -0.23324 | 15.0547 | 65.4031 | 0 | 0.539 | 0.539 | 0.064214 | 0.539 | 0 | 0.24373 | 0 | 0 | 5.4633
2025-08-05 04:00 | 0 | 0 | -115.8379 | 90 | 0 | 0 | 0.3156 | 0.3156 | 0.3156 | 0 | 0 | 5.5511e-17 | 0 | 0 | 0.33221 | 0.3156 | 0 | 0 | 4.5863 | 5.2301 | 0 | 0.33221 | -0.33221 | 14.6833 | 63.7895 | 0 | 0.76771 | 0.76771 | 0.091462 | 0.76771 | 0 | 0.34715 | 0 | 0 | 5.2301
2025-08-05 05:00 | 0.060411 | 3.81 | -107.7692 | 95.9103 | 0.011967 | 0.038056 | 0.23854 | 0.23854 | 0.23854 | 15.9538 | 0 | 0 | 0 | 0.038056 | 0.25109 | 0.23854 | 0 | 0 | 4.7988 | 4.8978 | 0 | 0.21304 | -0.21304 | 14.4451 | 62.7548 | 0 | 0.58026 | 0.58026 | 0.06913 | 0.58026 | 0 | 0.26239 | 0.030445 | 0 | 4.9359
2025-08-05 06:00 | 0.25768 | 16.1945 | -100.4274 | 81.578 | 0.15202 | 0.48345 | 0.40789 | 0.40789 | 0.40789 | 118.5237 | 0 | 0 | 0 | 0.48345 | 0.42936 | 0.40789 | 0 | 0 | 4.9013 | 4.6848 | 0.054088 | 0 | 0.054088 | 14.4935 | 62.9649 | 0 | 0.99222 | 0.99222 | 0.11821 | 0.99222 | 0 | 0.44868 | 0.38676 | 0 | 5.1683
2025-08-05 07:00 | 0.54196 | 28.8716 | -93.1642 | 67.2993 | 0.44498 | 1.4151 | 0.23094 | 0.23094 | 0.23094 | 612.764 | 0 | 0 | 0 | 1.4151 | 0.2431 | 0.23094 | 0 | 0 | 4.7908 | 4.7281 | 1.172 | 0 | 1.172 | 15.5418 | 67.5191 | 0 | 0.56178 | 0.56178 | 0.066928 | 0.56178 | 0 | 0.25404 | 1.1321 | 0 | 6.1432
2025-08-05 08:00 | 0.68907 | 41.636 | -85.1375 | 53.1967 | 0.6332 | 2.0137 | 0.20651 | 0.20651 | 0.20651 | 975.1091 | 0 | 0 | 0 | 2.0137 | 0.21738 | 0.20651 | 0 | 0 | 3.9251 | 5.6657 | 1.7963 | 0 | 1.7963 | 17.1485 | 74.499 | 0 | 0.50234 | 0.50234 | 0.059847 | 0.50234 | 0 | 0.22716 | 1.6109 | 0 | 7.6794
2025-08-05 09:00 | 0.75635 | 54.2106 | -74.7677 | 39.5205 | 0.72979 | 2.3209 | 0.34652 | 0.34652 | 0.34652 | 669.7551 | 0 | 0 | 0 | 2.3209 | 0.36476 | 0.34652 | 0 | 0 | 2.7701 | 6.0061 | 1.9561 | 0 | 1.9561 | 18.8981 | 82.0998 | 0 | 0.84294 | 0.84294 | 0.10042 | 0.84294 | 0 | 0.38117 | 1.8567 | 0 | 8.327
2025-08-05 10:00 | 0.98295 | 65.9475 | -57.9307 | 26.9814 | 0.97214 | 3.0916 | 0.41708 | 0.41708 | 0.41708 | 741.235 | 1.0057 | 0 | 0 | 3.0916 | 0.43904 | 0.41708 | 0 | 0 | 1.6469 | 6.0061 | 1.6469 | 0 | 1.6469 | 20.3711 | 88.4991 | 0 | 1.0146 | 1.0146 | 0.12087 | 1.0146 | 0 | 0.45879 | 2.4733 | 0 | 9.0977
2025-08-05 11:00 | 0.98667 | 74.4604 | -22.6019 | 18.1619 | 0.98517 | 3.133 | 0.32183 | 0.32183 | 0.32183 | 973.5143 | 1.9649 | 0 | 0 | 3.133 | 0.33876 | 0.32183 | 0 | 0 | 0.8294 | 6.0061 | 0.8294 | 0 | 0.8294 | 21.1129 | 91.7219 | 0 | 0.78286 | 0.78286 | 0.093267 | 0.78286 | 0 | 0.35401 | 2.5064 | 0 | 9.1392
2025-08-05 12:00 | 0.97882 | 73.449 | 30.9426 | 19.1869 | 0.97642 | 3.1052 | 0.89729 | 0.89729 | 0.89729 | 346.0632 | 1.5637 | 0 | 0 | 3.1052 | 0.94451 | 0.89729 | 0 | 0 | 0.59698 | 6.0061 | 0.59698 | 0 | 0.59698 | 21.6469 | 94.0416 | 0 | 2.1796 | 2.1796 | 0.25967 | 2.1796 | 0 | 0.98702 | 2.4841 | 0 | 9.1113
2025-08-05 13:00 | 0.7926 | 64.0096 | 61.7231 | 29.0307 | 0.77876 | 2.4766 | 0.60799 | 0.60799 | 0.60799 | 407.3368 | 1.4069 | 0 | 0 | 2.4766 | 0.63999 | 0.60799 | 0 | 0 | 0.4297 | 6.0061 | 0.4297 | 0 | 0.4297 | 22.0312 | 95.7113 | 0 | 1.4769 | 1.4769 | 0.17595 | 1.4769 | 0 | 0.66879 | 1.9813 | 0 | 8.4827
2025-08-05 14:00 | 0.68489 | 52.0378 | 76.8783 | 41.8683 | 0.65672 | 2.0885 | 0.9223 | 0.9223 | 0.9223 | 226.4417 | 0.80835 | 0 | 0 | 2.0885 | 0.97085 | 0.9223 | 0 | 0 | 0.30929 | 6.0061 | 0.30929 | 0 | 0.30929 | 22.3078 | 96.9131 | 0 | 2.2404 | 2.2404 | 0.26691 | 2.2404 | 0 | 1.0145 | 1.6708 | 0 | 8.0946
2025-08-05 15:00 | 0.58078 | 39.4008 | 86.6534 | 55.6496 | 0.52887 | 1.6819 | 0.54587 | 0.54587 | 0.54587 | 308.1082 | 0.88466 | 0 | 0 | 1.6819 | 0.57461 | 0.54587 | 0 | 0 | 0.22262 | 6.0061 | 0.22262 | 0 | 0.22262 | 22.5069 | 97.7781 | 0 | 1.326 | 1.326 | 0.15797 | 1.326 | 0 | 0.60046 | 1.3455 | 0 | 7.688
2025-08-05 16:00 | 0.43347 | 26.6356 | 94.4647 | 69.7955 | 0.3468 | 1.1029 | 0.66067 | 0.66067 | 0.66067 | 166.9347 | 0.24721 | 0 | 0 | 1.1029 | 0.69544 | 0.66067 | 0 | 0 | 0.16024 | 6.0061 | 0.16024 | 0 | 0.16024 | 22.6503 | 98.4007 | 0 | 1.6048 | 1.6048 | 0.19119 | 1.6048 | 0 | 0.72674 | 0.88231 | 0 | 7.109
2025-08-05 17:00 | 0.23757 | 13.9952 | 101.6903 | 84.0908 | 0.11419 | 0.36314 | 0.67885 | 0.67885 | 0.67885 | 53.4924 | 0 | 0 | 0 | 0.36314 | 0.71458 | 0.67885 | 0 | 0 | 0.11533 | 6.0061 | 0 | 0.35145 | -0.35145 | 22.2573 | 96.6937 | 0 | 1.649 | 1.649 | 0.19646 | 1.649 | 0 | 0.74674 | 0.29051 | 0 | 6.3693
2025-08-05 18:00 | 0.03901 | 1.6841 | 109.114 | 98.4231 | 0.0058034 | 0.018456 | 0.46579 | 0.46579 | 0.46579 | 3.9623 | 0 | 5.5511e-17 | 0 | 0.018456 | 0.4903 | 0.46579 | 0 | 0 | 0.48102 | 6.0061 | 0 | 0.47185 | -0.47185 | 21.7298 | 94.4019 | 0 | 1.1314 | 1.1314 | 0.1348 | 1.1314 | 0 | 0.51237 | 0.014765 | 0 | 6.0246
2025-08-05 19:00 | 0 | 0 | 117.3766 | 90 | 0 | 0 | 0.91105 | 0.91105 | 0.91105 | 0 | 0 | 1.1102e-16 | 0 | 0 | 0.959 | 0.91105 | 0 | 0 | 0.87205 | 6.0061 | 0 | 0.959 | -0.959 | 20.6576 | 89.7439 | 0 | 2.213 | 2.213 | 0.26365 | 2.213 | 0 | 1.0022 | 0 | 0 | 6.0061
2025-08-05 20:00 | 0 | 0 | 127.1617 | 90 | 0 | 0 | 0.83011 | 0.83011 | 0.83011 | 0 | 0 | 1.1102e-16 | 0 | 0 | 0.8738 | 0.83011 | 0 | 0 | 1.6453 | 6.0061 | 0 | 0.8738 | -0.8738 | 19.6807 | 85.4998 | 0 | 2.0164 | 2.0164 | 0.24023 | 2.0164 | 0 | 0.91312 | 0 | 0 | 6.0061
2025-08-05 21:00 | 0 | 0 | 139.2459 | 90 | 0 | 0 | 0.64805 | 0.64805 | 0.64805 | 0 | 0 | 1.1102e-16 | 0 | 0 | 0.68216 | 0.64805 | 0 | 0 | 2.243 | 6.0061 | 0 | 0.68216 | -0.68216 | 18.918 | 82.1864 | 0 | 1.5742 | 1.5742 | 0.18754 | 1.5742 | 0 | 0.71286 | 0 | 0 | 6.0061
2025-08-05 22:00 | 0 | 0 | 154.2958 | 90 | 0 | 0 | 0.67876 | 0.67876 | 0.67876 | 0 | 0 | 1.1102e-16 | 0 | 0 | 0.71448 | 0.67876 | 0 | 0 | 2.6386 | 6.0061 | 0 | 0.71448 | -0.71448 | 18.1192 | 78.7161 | 0 | 1.6488 | 1.6488 | 0.19643 | 1.6488 | 0 | 0.74663 | 0 | 0 | 6.0061
2025-08-05 23:00 | 0 | 0 | 172.1671 | 90 | 0 | 0 | 0.85446 | 0.85446 | 0.85446 | 0 | 0 | 1.1102e-16 | 0 | 0 | 0.89943 | 0.85446 | 0 | 0 | 3.0795 | 6.0061 | 0 | 0.89943 | -0.89943 | 17.1136 | 74.3474 | 0 | 2.0756 | 2.0756 | 0.24728 | 2.0756 | 0 | 0.9399 | 0 | 0 | 6.0061
2025-08-06 | 0 | 0 | -168.7955 | 90 | 0 | 0 | 0.32161 | 0.32161 | 0.32161 | 0 | 0 | 5.5511e-17 | 0 | 0 | 0.33854 | 0.32161 | 0 | 0 | 3.6885 | 6.0061 | 0 | 0.33854 | -0.33854 | 16.7351 | 72.7031 | 0 | 0.78233 | 0.78233 | 0.093204 | 0.78233 | 0 | 0.35377 | 0 | 0 | 6.0061
2025-08-06 01:00 | 0 | 0 | -151.2608 | 90 | 0 | 0 | 0.39305 | 0.39305 | 0.39305 | 0 | 0 | 5.5511e-17 | 0 | 0 | 0.41374 | 0.39305 | 0 | 0 | 3.7668 | 6.0061 | 0 | 0.41374 | -0.41374 | 16.2725 | 70.6935 | 0 | 0.95613 | 0.95613 | 0.11391 | 0.95613 | 0 | 0.43236 | 0 | 0 | 6.0061
2025-08-06 02:00 | 0 | 0 | -136.7147 | 90 | 0 | 0 | 0.41771 | 0.41771 | 0.41771 | 0 | 0 | 5.5511e-17 | 0 | 0 | 0.43969 | 0.41771 | 0 | 0 | 3.9871 | 6.0061 | 0 | 0.43969 | -0.43969 | 15.7809 | 68.5579 | 0 | 1.0161 | 1.0161 | 0.12105 | 1.0161 | 0 | 0.45948 | 0 | 0 | 6.0061
2025-08-06 03:00 | 0 | 0 | -125.0734 | 90 | 0 | 0 | 0.30157 | 0.30157 | 0.30157 | 0 | 0 | 5.5511e-17 | 0 | 0 | 0.31745 | 0.30157 | 0 | 0 | 4.2517 | 5.8796 | 0 | 0.31745 | -0.31745 | 15.426 | 67.016 | 0 | 0.73359 | 0.73359 | 0.087398 | 0.73359 | 0 | 0.33173 | 0 | 0 | 5.8796
2025-08-06 04:00 | 0 | 0 | -115.6006 | 90 | 0 | 0 | 0.3908 | 0.3908 | 0.3908 | 0 | 0 | 5.5511e-17 | 0 | 0 | 0.41137 | 0.3908 | 0 | 0 | 4.4117 | 5.5621 | 0 | 0.41137 | -0.41137 | 14.9661 | 65.0179 | 0 | 0.95064 | 0.95064 | 0.11326 | 0.95064 | 0 | 0.42988 | 0 | 0 | 5.5621
2025-08-06 05:00 | 0.06217 | 3.6787 | -107.5222 | 95.9001 | 0.0089028 | 0.028313 | 0.32874 | 0.32874 | 0.32874 | 8.6124 | 0 | 0 | 0 | 0.028313 | 0.34604 | 0.32874 | 0 | 0 | 4.6772 | 5.1508 | 0 | 0.31773 | -0.31773 | 14.6108 | 63.4747 | 0 | 0.79968 | 0.79968 | 0.095271 | 0.79968 | 0 | 0.36161 | 0.02265 | 0 | 5.1791
2025-08-06 06:00 | 0.27856 | 16.0768 | -100.1638 | 81.5464 | 0.15968 | 0.50782 | 0.34423 | 0.34423 | 0.34423 | 147.5245 | 0 | 0 | 0 | 0.50782 | 0.36235 | 0.34423 | 0 | 0 | 4.8534 | 4.833 | 0.14548 | 0 | 0.14548 | 14.741 | 64.04 | 0 | 0.83736 | 0.83736 | 0.09976 | 0.83736 | 0 | 0.37865 | 0.40626 | 0 | 5.3409
2025-08-06 07:00 | 0.53992 | 28.761 | -92.8716 | 67.2449 | 0.4457 | 1.4174 | 0.43104 | 0.43104 | 0.43104 | 328.8281 | 0 | 0 | 0 | 1.4174 | 0.45373 | 0.43104 | 0 | 0 | 4.6523 | 4.9494 | 0.96367 | 0 | 0.96367 | 15.6029 | 67.7845 | 0 | 1.0485 | 1.0485 | 0.12492 | 1.0485 | 0 | 0.47415 | 1.1339 | 0 | 6.3668
2025-08-06 08:00 | 0.69866 | 41.5243 | -84.7954 | 53.1145 | 0.6444 | 2.0493 | 0.52273 | 0.52273 | 0.52273 | 392.0379 | 0 | 0 | 0 | 2.0493 | 0.55024 | 0.52273 | 0 | 0 | 3.9365 | 5.7203 | 1.4991 | 0 | 1.4991 | 16.9437 | 73.6094 | 0 | 1.2716 | 1.2716 | 0.15149 | 1.2716 | 0 | 0.575 | 1.6394 | 0 | 7.7696
2025-08-06 09:00 | 0.74483 | 54.0839 | -74.3428 | 39.3995 | 0.72067 | 2.2918 | 0.27664 | 0.27664 | 0.27664 | 828.4568 | 0 | 0 | 0 | 2.2918 | 0.2912 | 0.27664 | 0 | 0 | 2.9692 | 6.0061 | 2.0006 | 0 | 2.0006 | 18.7331 | 81.3833 | 0 | 0.67294 | 0.67294 | 0.080172 | 0.67294 | 0 | 0.3043 | 1.8335 | 0 | 8.298
2025-08-06 10:00 | 0.9163 | 65.7782 | -57.3875 | 26.7985 | 0.90827 | 2.8885 | 0.34659 | 0.34659 | 0.34659 | 833.3949 | 0.75745 | 0 | 0 | 2.8885 | 0.36483 | 0.34659 | 0 | 0 | 1.7662 | 6.0061 | 1.7662 | 0 | 1.7662 | 20.3129 | 88.2461 | 0 | 0.8431 | 0.8431 | 0.10044 | 0.8431 | 0 | 0.38125 | 2.3108 | 0 | 8.8946
2025-08-06 11:00 | 0.99106 | 74.2048 | -22.1858 | 17.894 | 0.99217 | 3.1553 | 0.40363 | 0.40363 | 0.40363 | 781.7132 | 1.8827 | 0 | 0 | 3.1553 | 0.42488 | 0.40363 | 0 | 0 | 0.84764 | 6.0061 | 0.84764 | 0 | 0.84764 | 21.071 | 91.5398 | 0 | 0.98186 | 0.98186 | 0.11698 | 0.98186 | 0 | 0.444 | 2.5242 | 0 | 9.1614
2025-08-06 12:00 | 1.0387 | 73.1924 | 30.5595 | 18.9499 | 1.0392 | 3.3048 | 0.8843 | 0.8843 | 0.8843 | 373.7198 | 1.7639 | 0 | 0 | 3.3048 | 0.93084 | 0.8843 | 0 | 0 | 0.61011 | 6.0061 | 0.61011 | 0 | 0.61011 | 21.6167 | 93.9105 | 0 | 2.1481 | 2.1481 | 0.25591 | 2.1481 | 0 | 0.97273 | 2.6438 | 0 | 9.311
2025-08-06 13:00 | 0.95251 | 63.8213 | 61.2542 | 28.8929 | 0.94172 | 2.9948 | 0.49411 | 0.49411 | 0.49411 | 606.1107 | 2.0356 | 0 | 0 | 2.9948 | 0.52011 | 0.49411 | 0 | 0 | 0.43915 | 6.0061 | 0.43915 | 0 | 0.43915 | 22.0095 | 95.6169 | 0 | 1.2002 | 1.2002 | 0.14299 | 1.2002 | 0 | 0.54352 | 2.3959 | 0 | 9.001
2025-08-06 14:00 | 0.83432 | 51.8823 | 76.5019 | 41.7911 | 0.80285 | 2.5532 | 0.84505 | 0.84505 | 0.84505 | 302.1356 | 1.3476 | 0 | 0 | 2.5532 | 0.88953 | 0.84505 | 0 | 0 | 0.31609 | 6.0061 | 0.31609 | 0 | 0.31609 | 22.2922 | 96.8452 | 0 | 2.0527 | 2.0527 | 0.24455 | 2.0527 | 0 | 0.92956 | 2.0426 | 0 | 8.5593
2025-08-06 15:00 | 0.6001 | 39.2563 | 86.3445 | 55.61 | 0.54753 | 1.7412 | 0.74543 | 0.74543 | 0.74543 | 233.5912 | 0.72908 | 0 | 0 | 1.7412 | 0.78466 | 0.74543 | 0 | 0 | 0.22751 | 6.0061 | 0.22751 | 0 | 0.22751 | 22.4957 | 97.7292 | 0 | 1.8107 | 1.8107 | 0.21572 | 1.8107 | 0 | 0.81997 | 1.393 | 0 | 7.7474
2025-08-06 16:00 | 0.45756 | 26.4906 | 94.1978 | 69.7831 | 0.36593 | 1.1637 | 0.86159 | 0.86159 | 0.86159 | 135.0679 | 0.093035 | 0 | 0 | 1.1637 | 0.90694 | 0.86159 | 0 | 0 | 0.16376 | 6.0061 | 0.16376 | 0 | 0.16376 | 22.6422 | 98.3655 | 0 | 2.0929 | 2.0929 | 0.24934 | 2.0929 | 0 | 0.94775 | 0.93099 | 0 | 7.1699
2025-08-06 17:00 | 0.22759 | 13.8424 | 101.4494 | 84.1009 | 0.11252 | 0.35783 | 0.75963 | 0.75963 | 0.75963 | 47.1064 | 0 | 1.1102e-16 | 0 | 0.35783 | 0.79961 | 0.75963 | 0 | 0 | 0.11787 | 6.0061 | 0 | 0.44178 | -0.44178 | 22.1483 | 96.2198 | 0 | 1.8452 | 1.8452 | 0.21983 | 1.8452 | 0 | 0.83559 | 0.28627 | 0 | 6.364
2025-08-06 18:00 | 0.031219 | 1.5178 | 108.8896 | 98.4547 | 0.011356 | 0.036115 | 0.75782 | 0.75782 | 0.75782 | 4.7657 | 0 | 1.1102e-16 | 0 | 0.036115 | 0.7977 | 0.75782 | 0 | 0 | 0.56568 | 6.0061 | 0 | 0.76159 | -0.76159 | 21.2968 | 92.5206 | 0 | 1.8408 | 1.8408 | 0.21931 | 1.8408 | 0 | 0.8336 | 0.028892 | 0 | 6.0423
2025-08-06 19:00 | 0 | 0 | 117.1644 | 90 | 0 | 0 | 0.78985 | 0.78985 | 0.78985 | 0 | 0 | 1.1102e-16 | 0 | 0 | 0.83142 | 0.78985 | 0 | 0 | 1.2031 | 6.0061 | 0 | 0.83142 | -0.83142 | 20.3672 | 88.4823 | 0 | 1.9186 | 1.9186 | 0.22858 | 1.9186 | 0 | 0.86884 | 0 | 0 | 6.0061
2025-08-06 20:00 | 0 | 0 | 126.964 | 90 | 0 | 0 | 0.73915 | 0.73915 | 0.73915 | 0 | 0 | 1.1102e-16 | 0 | 0 | 0.77805 | 0.73915 | 0 | 0 | 1.8114 | 6.0061 | 0 | 0.77805 | -0.77805 | 19.4973 | 84.7032 | 0 | 1.7955 | 1.7955 | 0.21391 | 1.7955 | 0 | 0.81306 | 0 | 0 | 6.0061
2025-08-06 21:00 | 0 | 0 | 139.0758 | 90 | 0 | 0 | 0.66754 | 0.66754 | 0.66754 | 0 | 0 | 1.1102e-16 | 0 | 0 | 0.70268 | 0.66754 | 0 | 0 | 2.3207 | 6.0061 | 0 | 0.70268 | -0.70268 | 18.7117 | 81.2903 | 0 | 1.6215 | 1.6215 | 0.19318 | 1.6215 | 0 | 0.7343 | 0 | 0 | 6.0061
2025-08-06 22:00 | 0 | 0 | 154.1822 | 90 | 0 | 0 | 0.79321 | 0.79321 | 0.79321 | 0 | 0 | 0 | 0 | 0 | 0.83496 | 0.79321 | 0 | 0 | 2.7484 | 6.0061 | 0 | 0.83496 | -0.83496 | 17.7782 | 77.2347 | 0 | 1.9268 | 1.9268 | 0.22955 | 1.9268 | 0 | 0.87253 | 0 | 0 | 6.0061
2025-08-06 23:00 | 0 | 0 | 172.1471 | 90 | 0 | 0 | 0.68633 | 0.68633 | 0.68633 | 0 | 0 | 0 | 0 | 0 | 0.72246 | 0.68633 | 0 | 0 | 3.3002 | 6.0061 | 0 | 0.72246 | -0.72246 | 16.9705 | 73.7257 | 0 | 1.6672 | 1.6672 | 0.19862 | 1.6672 | 0 | 0.75497 | 0 | 0 | 6.0061
2025-08-07 | 0 | 0 | -168.7022 | 90 | 0 | 0 | 0.31522 | 0.31522 | 0.31522 | 0 | 0 | 5.5511e-17 | 0 | 0 | 0.33181 | 0.31522 | 0 | 0 | 3.7332 | 6.0061 | 0 | 0.33181 | -0.33181 | 16.5995 | 72.114 | 0 | 0.7668 | 0.7668 | 0.091353 | 0.7668 | 0 | 0.34674 | 0 | 0 | 6.0061
2025-08-07 01:00 | 0 | 0 | -151.0852 | 90 | 0 | 0 | 0.38562 | 0.38562 | 0.38562 | 0 | 0 | 5.5511e-17 | 0 | 0 | 0.40591 | 0.38562 | 0 | 0 | 3.8252 | 6.0061 | 0 | 0.40591 | -0.40591 | 16.1457 | 70.1424 | 0 | 0.93804 | 0.93804 | 0.11175 | 0.93804 | 0 | 0.42418 | 0 | 0 | 6.0061
2025-08-07 02:00 | 0 | 0 | -136.4971 | 90 | 0 | 0 | 0.24872 | 0.24872 | 0.24872 | 0 | 0 | 0 | 0 | 0 | 0.26181 | 0.24872 | 0 | 0 | 4.0481 | 6.0061 | 0 | 0.26181 | -0.26181 | 15.853 | 68.8708 | 0 | 0.60503 | 0.60503 | 0.07208 | 0.60503 | 0 | 0.27359 | 0 | 0 | 6.0061
2025-08-07 03:00 | 0 | 0 | -124.8388 | 90 | 0 | 0 | 0.37234 | 0.37234 | 0.37234 | 0 | 0 | 5.5511e-17 | 0 | 0 | 0.39193 | 0.37234 | 0 | 0 | 4.1585 | 5.944 | 0 | 0.39193 | -0.39193 | 15.4148 | 66.9671 | 0 | 0.90573 | 0.90573 | 0.10791 | 0.90573 | 0 | 0.40957 | 0 | 0 | 5.944
2025-08-07 04:00 | 0 | 0 | -115.3576 | 90 | 0 | 0 | 0.3617 | 0.3617 | 0.3617 | 0 | 0 | 5.5511e-17 | 0 | 0 | 0.38074 | 0.3617 | 0 | 0 | 4.4152 | 5.5521 | 0 | 0.38074 | -0.38074 | 14.9891 | 65.1178 | 0 | 0.87986 | 0.87986 | 0.10482 | 0.87986 | 0 | 0.39787 | 0 | 0 | 5.5521
2025-08-07 05:00 | 0.031097 | 3.5469 | -107.2696 | 95.8873 | 0.025746 | 0.081878 | 0.46337 | 0.46337 | 0.46337 | 17.6703 | 0 | 5.5511e-17 | 0 | 0.081878 | 0.48775 | 0.46337 | 0 | 0 | 4.6547 | 5.1713 | 0 | 0.40588 | -0.40588 | 14.5353 | 63.1465 | 0 | 1.1272 | 1.1272 | 0.13429 | 1.1272 | 0 | 0.5097 | 0.065503 | 0 | 5.2532
2025-08-07 06:00 | 0.17345 | 15.9587 | -99.8946 | 81.5122 | 0.1381 | 0.43919 | 0.45082 | 0.45082 | 0.45082 | 97.4199 | 0 | 0 | 0 | 0.43919 | 0.47455 | 0.45082 | 0 | 0 | 4.9154 | 4.7655 | 0 | 0.035359 | -0.035359 | 14.4958 | 62.9747 | 0 | 1.0966 | 1.0966 | 0.13065 | 1.0966 | 0 | 0.4959 | 0.35135 | 0 | 5.2046
2025-08-07 07:00 | 0.41094 | 28.6499 | -92.5731 | 67.1877 | 0.34916 | 1.1104 | 0.39569 | 0.39569 | 0.39569 | 280.6183 | 0 | 0 | 0 | 1.1104 | 0.41652 | 0.39569 | 0 | 0 | 4.8392 | 4.7301 | 0.69387 | 0 | 0.69387 | 15.1164 | 65.6709 | 0 | 0.96255 | 0.96255 | 0.11467 | 0.96255 | 0 | 0.43526 | 0.88831 | 0 | 5.8405
2025-08-07 08:00 | 0.53468 | 41.4115 | -84.447 | 53.0296 | 0.49862 | 1.5857 | 0.36607 | 0.36607 | 0.36607 | 433.1706 | 0 | 0 | 0 | 1.5857 | 0.38534 | 0.36607 | 0 | 0 | 4.2887 | 5.2852 | 1.2004 | 0 | 1.2004 | 16.19 | 70.3352 | 0 | 0.89049 | 0.89049 | 0.10609 | 0.89049 | 0 | 0.40268 | 1.2686 | 0 | 6.8709
2025-08-07 09:00 | 0.88726 | 53.9554 | -73.9109 | 39.2757 | 0.86199 | 2.7413 | 0.37021 | 0.37021 | 0.37021 | 740.467 | 0 | 0 | 0 | 2.7413 | 0.38969 | 0.37021 | 0 | 0 | 3.49 | 6.0061 | 2.3516 | 0 | 2.3516 | 18.2934 | 79.4727 | 0 | 0.90056 | 0.90056 | 0.10729 | 0.90056 | 0 | 0.40723 | 2.193 | 0 | 8.7474
2025-08-07 10:00 | 0.98185 | 65.6057 | -56.8383 | 26.6122 | 0.97646 | 3.1053 | 0.45177 | 0.45177 | 0.45177 | 687.3631 | 0.65151 | 0 | 0 | 3.1053 | 0.47555 | 0.45177 | 0 | 0 | 1.9782 | 6.0061 | 1.9782 | 0 | 1.9782 | 20.0627 | 87.1596 | 0 | 1.099 | 1.099 | 0.13093 | 1.099 | 0 | 0.49695 | 2.4842 | 0 | 9.1114
2025-08-07 11:00 | 0.93323 | 73.9445 | -21.7677 | 17.621 | 0.9356 | 2.9754 | 0.40206 | 0.40206 | 0.40206 | 740.0264 | 1.6262 | 0 | 0 | 2.9754 | 0.42322 | 0.40206 | 0 | 0 | 0.926 | 6.0061 | 0.926 | 0 | 0.926 | 20.891 | 90.7577 | 0 | 0.97804 | 0.97804 | 0.11652 | 0.97804 | 0 | 0.44227 | 2.3803 | 0 | 8.9815
2025-08-07 12:00 | 1.0908 | 72.9293 | 30.188 | 18.7108 | 1.0945 | 3.4807 | 0.71897 | 0.71897 | 0.71897 | 484.1222 | 2.0574 | 0 | 0 | 3.4807 | 0.75681 | 0.71897 | 0 | 0 | 0.66651 | 6.0061 | 0.66651 | 0 | 0.66651 | 21.4871 | 93.3476 | 0 | 1.7465 | 1.7465 | 0.20807 | 1.7465 | 0 | 0.79087 | 2.7846 | 0 | 9.4869
2025-08-07 13:00 | 0.9689 | 63.6263 | 60.7865 | 28.7565 | 0.96068 | 3.0551 | 0.87507 | 0.87507 | 0.87507 | 349.1284 | 1.6543 | 0 | 0 | 3.0551 | 0.92113 | 0.87507 | 0 | 0 | 0.47974 | 6.0061 | 0.47974 | 0 | 0.47974 | 21.9162 | 95.2117 | 0 | 2.1256 | 2.1256 | 0.25324 | 2.1256 | 0 | 0.96258 | 2.4441 | 0 | 9.0613
2025-08-07 14:00 | 0.71005 | 51.7209 | 76.1232 | 41.7162 | 0.68487 | 2.178 | 0.80112 | 0.80112 | 0.80112 | 271.8701 | 0.98942 | 0 | 0 | 2.178 | 0.84329 | 0.80112 | 0 | 0 | 0.34531 | 6.0061 | 0.34531 | 0 | 0.34531 | 22.2251 | 96.5535 | 0 | 1.946 | 1.946 | 0.23184 | 1.946 | 0 | 0.88123 | 1.7424 | 0 | 8.1842
2025-08-07 15:00 | 0.57615 | 39.1063 | 86.0328 | 55.5728 | 0.5284 | 1.6804 | 1.0298 | 1.0298 | 1.0298 | 163.183 | 0.3479 | 0 | 0 | 1.6804 | 1.084 | 1.0298 | 0 | 0 | 0.24855 | 6.0061 | 0.24855 | 0 | 0.24855 | 22.4474 | 97.5193 | 0 | 2.5014 | 2.5014 | 0.29801 | 2.5014 | 0 | 1.1328 | 1.3443 | 0 | 7.6866
2025-08-07 16:00 | 0.37221 | 26.3405 | 93.9281 | 69.7732 | 0.30901 | 0.98272 | 0.83464 | 0.83464 | 0.83464 | 117.7416 | 0 | 0 | 0 | 0.98272 | 0.87857 | 0.83464 | 0 | 0 | 0.1789 | 6.0061 | 0.10415 | 0 | 0.10415 | 22.5405 | 97.924 | 0 | 2.0274 | 2.0274 | 0.24154 | 2.0274 | 0 | 0.9181 | 0.78617 | 0 | 6.9889
2025-08-07 17:00 | 0.16675 | 13.6847 | 101.2058 | 84.1137 | 0.11398 | 0.36247 | 1.1652 | 1.1652 | 1.1652 | 31.1075 | 0 | 0 | 0.025688 | 0.36247 | 1.2266 | 1.1652 | 0 | 0 | 0.1824 | 6.0061 | 0 | 0.86409 | -0.86409 | 21.5745 | 93.727 | 0 | 2.8305 | 2.8305 | 0.33721 | 2.8305 | 0 | 1.2818 | 0.28998 | 0 | 6.3686
2025-08-07 18:00 | 0.02878 | 1.3466 | 108.6624 | 98.4889 | 0.011888 | 0.037805 | 0.56657 | 0.56657 | 0.56657 | 6.6726 | 0 | 0 | 0 | 0.037805 | 0.59639 | 0.56657 | 0 | 0 | 1.0046 | 6.0061 | 0 | 0.55858 | -0.55858 | 20.95 | 91.0139 | 0 | 1.3763 | 1.3763 | 0.16396 | 1.3763 | 0 | 0.62322 | 0.030244 | 0 | 6.044
2025-08-07 19:00 | 0 | 0 | 116.9495 | 90 | 0 | 0 | 0.73582 | 0.73582 | 0.73582 | 0 | 0 | 1.1102e-16 | 0 | 0 | 0.77454 | 0.73582 | 0 | 0 | 1.3928 | 6.0061 | 0 | 0.77454 | -0.77454 | 20.084 | 87.2519 | 0 | 1.7874 | 1.7874 | 0.21294 | 1.7874 | 0 | 0.8094 | 0 | 0 | 6.0061
2025-08-07 20:00 | 0 | 0 | 126.7639 | 90 | 0 | 0 | 0.67377 | 0.67377 | 0.67377 | 0 | 0 | 0 | 0 | 0 | 0.70923 | 0.67377 | 0 | 0 | 1.9519 | 6.0061 | 0 | 0.70923 | -0.70923 | 19.291 | 83.807 | 0 | 1.6367 | 1.6367 | 0.19499 | 1.6367 | 0 | 0.74115 | 0 | 0 | 6.0061
2025-08-07 21:00 | 0 | 0 | 138.904 | 90 | 0 | 0 | 0.92973 | 0.92973 | 0.92973 | 0 | 0 | 1.1102e-16 | 0 | 0 | 0.97866 | 0.92973 | 0 | 0 | 2.4092 | 6.0061 | 0 | 0.97866 | -0.97866 | 18.1969 | 79.0535 | 0 | 2.2584 | 2.2584 | 0.26906 | 2.2584 | 0 | 1.0227 | 0 | 0 | 6.0061
2025-08-07 22:00 | 0 | 0 | 154.0683 | 90 | 0 | 0 | 0.92626 | 0.92626 | 0.92626 | 0 | 0 | 1.1102e-16 | 0 | 0 | 0.97501 | 0.92626 | 0 | 0 | 3.0993 | 6.0061 | 0 | 0.97501 | -0.97501 | 17.1068 | 74.3178 | 0 | 2.25 | 2.25 | 0.26805 | 2.25 | 0 | 1.0189 | 0 | 0 | 6.0061
2025-08-07 23:00 | 0 | 0 | 172.1297 | 90 | 0 | 0 | 0.72225 | 0.72225 | 0.72225 | 0 | 0 | 1.1102e-16 | 0 | 0 | 0.76026 | 0.72225 | 0 | 0 | 3.7406 | 6.0061 | 0 | 0.76026 | -0.76026 | 16.2568 | 70.6251 | 0 | 1.7544 | 1.7544 | 0.20901 | 1.7544 | 0 | 0.79447 | 0 | 0 | 6.0061
2025-08-08 | 0 | 0 | -168.6035 | 90 | 0 | 0 | 0.34737 | 0.34737 | 0.34737 | 0 | 0 | 5.5511e-17 | 0 | 0 | 0.36566 | 0.34737 | 0 | 0 | 4.17 | 6.0061 | 0 | 0.36566 | -0.36566 | 15.848 | 68.8491 | 0 | 0.84501 | 0.84501 | 0.10067 | 0.84501 | 0 | 0.38211 | 0 | 0 | 6.0061
2025-08-08 01:00 | 0 | 0 | -150.9028 | 90 | 0 | 0 | 0.35174 | 0.35174 | 0.35174 | 0 | 0 | 5.5511e-17 | 0 | 0 | 0.37025 | 0.35174 | 0 | 0 | 4.2702 | 5.9395 | 0 | 0.37025 | -0.37025 | 15.434 | 67.0507 | 0 | 0.85563 | 0.85563 | 0.10194 | 0.85563 | 0 | 0.38691 | 0 | 0 | 5.9395
2025-08-08 02:00 | 0 | 0 | -136.2728 | 90 | 0 | 0 | 0.31676 | 0.31676 | 0.31676 | 0 | 0 | 0 | 0 | 0 | 0.33344 | 0.31676 | 0 | 0 | 4.4462 | 5.5693 | 0 | 0.33344 | -0.33344 | 15.0612 | 65.4312 | 0 | 0.77055 | 0.77055 | 0.0918 | 0.77055 | 0 | 0.34844 | 0 | 0 | 5.5693
2025-08-08 03:00 | 0 | 0 | -124.5979 | 90 | 0 | 0 | 0.3246 | 0.3246 | 0.3246 | 0 | 0 | 5.5511e-17 | 0 | 0 | 0.34168 | 0.3246 | 0 | 0 | 4.6198 | 5.2358 | 0 | 0.34168 | -0.34168 | 14.6792 | 63.7716 | 0 | 0.78961 | 0.78961 | 0.094071 | 0.78961 | 0 | 0.35706 | 0 | 0 | 5.2358
2025-08-08 04:00 | 0 | 0 | -115.1088 | 90 | 0 | 0 | 0.3638 | 0.3638 | 0.3638 | 0 | 0 | 5.5511e-17 | 0 | 0 | 0.38295 | 0.3638 | 0 | 0 | 4.82 | 4.8942 | 0 | 0.38295 | -0.38295 | 14.251 | 61.9115 | 0 | 0.88497 | 0.88497 | 0.10543 | 0.88497 | 0 | 0.40018 | 0 | 0 | 4.8942
2025-08-08 05:00 | 0.05037 | 3.4147 | -107.0116 | 95.8719 | 0.016349 | 0.051992 | 0.44214 | 0.44214 | 0.44214 | 11.7593 | 0 | 5.5511e-17 | 0 | 0.051992 | 0.46541 | 0.44214 | 0 | 0 | 5.0642 | 4.5112 | 0 | 0.41341 | -0.41341 | 13.7888 | 59.9035 | 0 | 1.0755 | 1.0755 | 0.12813 | 1.0755 | 0 | 0.48635 | 0.041594 | 0 | 4.5632
2025-08-08 06:00 | 0.24112 | 15.8402 | -99.62 | 81.4753 | 0.1503 | 0.47796 | 0.31323 | 0.31323 | 0.31323 | 152.5923 | 0 | 0 | 0 | 0.47796 | 0.32972 | 0.31323 | 0 | 0 | 5.143 | 4.0978 | 0.14825 | 0 | 0.14825 | 13.9214 | 60.4796 | 0 | 0.76195 | 0.76195 | 0.090776 | 0.76195 | 0 | 0.34455 | 0.38237 | 0 | 4.5758
2025-08-08 07:00 | 0.33797 | 28.5381 | -92.269 | 67.128 | 0.29937 | 0.95205 | 0.4394 | 0.4394 | 0.4394 | 216.6675 | 0 | 0 | 0 | 0.95205 | 0.46253 | 0.4394 | 0 | 0 | 5.1174 | 4.2164 | 0.48952 | 0 | 0.48952 | 14.3593 | 62.3817 | 0 | 1.0689 | 1.0689 | 0.12734 | 1.0689 | 0 | 0.48334 | 0.76164 | 0 | 5.1684
2025-08-08 08:00 | 0.62141 | 41.2976 | -84.0924 | 52.942 | 0.57856 | 1.8399 | 0.36089 | 0.36089 | 0.36089 | 509.825 | 0 | 0 | 0 | 1.8399 | 0.37989 | 0.36089 | 0 | 0 | 4.7369 | 4.608 | 1.46 | 0 | 1.46 | 15.6652 | 68.0549 | 0 | 0.87789 | 0.87789 | 0.10459 | 0.87789 | 0 | 0.39698 | 1.4719 | 0 | 6.4479
2025-08-08 09:00 | 0.85949 | 53.825 | -73.4723 | 39.1491 | 0.83767 | 2.6639 | 0.42086 | 0.42086 | 0.42086 | 632.9798 | 0 | 0 | 0 | 2.6639 | 0.44301 | 0.42086 | 0 | 0 | 3.7369 | 5.776 | 2.2209 | 0 | 2.2209 | 17.6516 | 76.6848 | 0 | 1.0238 | 1.0238 | 0.12197 | 1.0238 | 0 | 0.46294 | 2.1311 | 0 | 8.44
2025-08-08 10:00 | 1.0034 | 65.4298 | -56.2833 | 26.4225 | 1.0008 | 3.1828 | 0.43885 | 0.43885 | 0.43885 | 725.2679 | 0.37644 | 0 | 0 | 3.1828 | 0.46194 | 0.43885 | 0 | 0 | 2.3444 | 6.0061 | 2.3444 | 0 | 2.3444 | 19.7485 | 85.7946 | 0 | 1.0675 | 1.0675 | 0.12718 | 1.0675 | 0 | 0.48273 | 2.5463 | 0 | 9.189
2025-08-08 11:00 | 1.0838 | 73.6797 | -21.3482 | 17.3427 | 1.0914 | 3.4709 | 0.34547 | 0.34547 | 0.34547 | 1004.675 | 2.0828 | 0 | 0 | 3.4709 | 0.36366 | 0.34547 | 0 | 0 | 1.0244 | 6.0061 | 1.0244 | 0 | 1.0244 | 20.6648 | 89.7752 | 0 | 0.84039 | 0.84039 | 0.10012 | 0.84039 | 0 | 0.38002 | 2.7767 | 0 | 9.477
2025-08-08 12:00 | 0.92946 | 72.6601 | 29.8281 | 18.47 | 0.9335 | 2.9687 | 1.0642 | 1.0642 | 1.0642 | 278.9584 | 1.1111 | 0 | 0 | 2.9687 | 1.1202 | 1.0642 | 0 | 0 | 0.73737 | 6.0061 | 0.73737 | 0 | 0.73737 | 21.3243 | 92.6404 | 0 | 2.5851 | 2.5851 | 0.30797 | 2.5851 | 0 | 1.1706 | 2.3749 | 0 | 8.9748
2025-08-08 13:00 | 0.84721 | 63.4247 | 60.3205 | 28.6217 | 0.84084 | 2.674 | 0.87999 | 0.87999 | 0.87999 | 303.8665 | 1.217 | 0 | 0 | 2.674 | 0.92631 | 0.87999 | 0 | 0 | 0.53074 | 6.0061 | 0.53074 | 0 | 0.53074 | 21.7991 | 94.7027 | 0 | 2.1376 | 2.1376 | 0.25467 | 2.1376 | 0 | 0.96799 | 2.1392 | 0 | 8.6802
2025-08-08 14:00 | 0.48064 | 51.5535 | 75.7427 | 41.6436 | 0.46007 | 1.4631 | 0.75583 | 0.75583 | 0.75583 | 193.5743 | 0.28547 | 0 | 0 | 1.4631 | 0.79561 | 0.75583 | 0 | 0 | 0.38202 | 6.0061 | 0.38202 | 0 | 0.38202 | 22.1407 | 96.1871 | 0 | 1.836 | 1.836 | 0.21873 | 1.836 | 0 | 0.83141 | 1.1705 | 0 | 7.4692
2025-08-08 15:00 | 0.42044 | 38.9509 | 85.7184 | 55.5382 | 0.39307 | 1.25 | 0.66593 | 0.66593 | 0.66593 | 187.7127 | 0.27409 | 0 | 0 | 1.25 | 0.70098 | 0.66593 | 0 | 0 | 0.27497 | 6.0061 | 0.27497 | 0 | 0.27497 | 22.3867 | 97.2556 | 0 | 1.6176 | 1.6176 | 0.19272 | 1.6176 | 0 | 0.73253 | 1 | 0 | 7.2562
2025-08-08 16:00 | 0.40332 | 26.1853 | 93.6556 | 69.7659 | 0.33039 | 1.0507 | 0.86247 | 0.86247 | 0.86247 | 121.823 | 0 | 0 | 0 | 1.0507 | 0.90786 | 0.86247 | 0 | 0 | 0.19792 | 6.0061 | 0.14282 | 0 | 0.14282 | 22.5144 | 97.8106 | 0 | 2.095 | 2.095 | 0.24959 | 2.095 | 0 | 0.94872 | 0.84055 | 0 | 7.0568
2025-08-08 17:00 | 0.19134 | 13.5221 | 100.9593 | 84.1291 | 0.11127 | 0.35387 | 1.0008 | 1.0008 | 1.0008 | 35.36 | 0 | 0 | 0 | 0.35387 | 1.0534 | 1.0008 | 0 | 0 | 0.18199 | 6.0061 | 0 | 0.69956 | -0.69956 | 21.7323 | 94.4127 | 0 | 2.431 | 2.431 | 0.28961 | 2.431 | 0 | 1.1008 | 0.28309 | 0 | 6.36
2025-08-08 18:00 | 0.034124 | 1.1705 | 108.4326 | 98.5257 | 0.0050909 | 0.01619 | 0.81359 | 0.81359 | 0.81359 | 1.9899 | 0 | 1.1102e-16 | 0 | 0.01619 | 0.85641 | 0.81359 | 0 | 0 | 0.86498 | 6.0061 | 0 | 0.84022 | -0.84022 | 20.7929 | 90.3316 | 0 | 1.9763 | 1.9763 | 0.23545 | 1.9763 | 0 | 0.89495 | 0.012952 | 0 | 6.0223
2025-08-08 19:00 | 0 | 0 | 116.7321 | 90 | 0 | 0 | 0.88741 | 0.88741 | 0.88741 | 0 | 0 | 1.1102e-16 | 0 | 0 | 0.93411 | 0.88741 | 0 | 0 | 1.5349 | 6.0061 | 0 | 0.93411 | -0.93411 | 19.7485 | 85.7945 | 0 | 2.1556 | 2.1556 | 0.25681 | 2.1556 | 0 | 0.97615 | 0 | 0 | 6.0061
2025-08-08 20:00 | 0 | 0 | 126.5614 | 90 | 0 | 0 | 0.58297 | 0.58297 | 0.58297 | 0 | 0 | 0 | 0 | 0 | 0.61365 | 0.58297 | 0 | 0 | 2.2064 | 6.0061 | 0 | 0.61365 | -0.61365 | 19.0624 | 82.814 | 0 | 1.4161 | 1.4161 | 0.16871 | 1.4161 | 0 | 0.64126 | 0 | 0 | 6.0061
2025-08-08 21:00 | 0 | 0 | 138.7305 | 90 | 0 | 0 | 0.87298 | 0.87298 | 0.87298 | 0 | 0 | 1.1102e-16 | 0 | 0 | 0.91893 | 0.87298 | 0 | 0 | 2.5399 | 6.0061 | 0 | 0.91893 | -0.91893 | 18.035 | 78.3506 | 0 | 2.1206 | 2.1206 | 0.25264 | 2.1206 | 0 | 0.96028 | 0 | 0 | 6.0061
2025-08-08 22:00 | 0 | 0 | 153.9543 | 90 | 0 | 0 | 0.76911 | 0.76911 | 0.76911 | 0 | 0 | 1.1102e-16 | 0 | 0 | 0.80959 | 0.76911 | 0 | 0 | 3.1745 | 6.0061 | 0 | 0.80959 | -0.80959 | 17.1299 | 74.4183 | 0 | 1.8683 | 1.8683 | 0.22258 | 1.8683 | 0 | 0.84602 | 0 | 0 | 6.0061
2025-08-08 23:00 | 0 | 0 | 172.1148 | 90 | 0 | 0 | 1.0731 | 1.0731 | 1.0731 | 0 | 0 | 2.2204e-16 | 0 | 0 | 1.1296 | 1.0731 | 0 | 0 | 3.6758 | 6.0061 | 0 | 1.1296 | -1.1296 | 15.867 | 68.9317 | 0 | 2.6067 | 2.6067 | 0.31055 | 2.6067 | 0 | 1.1804 | 0 | 0 | 6.0061
2025-08-09 | 0 | 0 | -168.4994 | 90 | 0 | 0 | 0.37477 | 0.37477 | 0.37477 | 0 | 0 | 5.5511e-17 | 0 | 0 | 0.39449 | 0.37477 | 0 | 0 | 4.4657 | 5.9565 | 0 | 0.39449 | -0.39449 | 15.4259 | 67.0156 | 0 | 0.91164 | 0.91164 | 0.10861 | 0.91164 | 0 | 0.41224 | 0 | 0 | 5.9565
2025-08-09 01:00 | 0 | 0 | -150.7136 | 90 | 0 | 0 | 0.15733 | 0.15733 | 0.15733 | 0 | 0 | 0 | 0 | 0 | 0.16561 | 0.15733 | 0 | 0 | 4.5475 | 5.5621 | 0 | 0.16561 | -0.16561 | 15.2408 | 66.2112 | 0 | 0.38272 | 0.38272 | 0.045596 | 0.38272 | 0 | 0.17307 | 0 | 0 | 5.5621
2025-08-09 02:00 | 0 | 0 | -136.0417 | 90 | 0 | 0 | 0.37013 | 0.37013 | 0.37013 | 0 | 0 | 5.5511e-17 | 0 | 0 | 0.38961 | 0.37013 | 0 | 0 | 4.5161 | 5.3964 | 0 | 0.38961 | -0.38961 | 14.8052 | 64.3188 | 0 | 0.90037 | 0.90037 | 0.10727 | 0.90037 | 0 | 0.40715 | 0 | 0 | 5.3964
2025-08-09 03:00 | 0 | 0 | -124.3508 | 90 | 0 | 0 | 0.23491 | 0.23491 | 0.23491 | 0 | 0 | 0 | 0 | 0 | 0.24727 | 0.23491 | 0 | 0 | 4.7614 | 5.0068 | 0 | 0.24727 | -0.24727 | 14.5287 | 63.1178 | 0 | 0.57143 | 0.57143 | 0.068078 | 0.57143 | 0 | 0.2584 | 0 | 0 | 5.0068
2025-08-09 04:00 | 0 | 0 | -114.8544 | 90 | 0 | 0 | 0.33099 | 0.33099 | 0.33099 | 0 | 0 | 0 | 0 | 0 | 0.34841 | 0.33099 | 0 | 0 | 4.8774 | 4.7596 | 0 | 0.34841 | -0.34841 | 14.1392 | 61.4255 | 0 | 0.80514 | 0.80514 | 0.095922 | 0.80514 | 0 | 0.36408 | 0 | 0 | 4.7596
2025-08-09 05:00 | 0.05548 | 3.2821 | -106.7482 | 95.8539 | 0.0097239 | 0.030924 | 0.31582 | 0.31582 | 0.31582 | 9.7915 | 0 | 5.5511e-17 | 0 | 0.030924 | 0.33244 | 0.31582 | 0 | 0 | 5.1055 | 4.4111 | 0 | 0.30152 | -0.30152 | 13.8021 | 59.961 | 0 | 0.76825 | 0.76825 | 0.091527 | 0.76825 | 0 | 0.3474 | 0.024739 | 0 | 4.4421
2025-08-09 06:00 | 0.21291 | 15.7213 | -99.3399 | 81.4359 | 0.14613 | 0.46473 | 0.29405 | 0.29405 | 0.29405 | 158.0439 | 0 | 0 | 0 | 0.46473 | 0.30953 | 0.29405 | 0 | 0 | 5.143 | 4.1096 | 0.1552 | 0 | 0.1552 | 13.9409 | 60.5641 | 0 | 0.7153 | 0.7153 | 0.085218 | 0.7153 | 0 | 0.32346 | 0.37178 | 0 | 4.5744
2025-08-09 07:00 | 0.32137 | 28.4258 | -91.9592 | 67.0657 | 0.2879 | 0.91556 | 0.33203 | 0.33203 | 0.33203 | 275.7441 | 0 | 0 | 0 | 0.91556 | 0.34951 | 0.33203 | 0 | 0 | 5.0876 | 4.2338 | 0.56605 | 0 | 0.56605 | 14.4472 | 62.7636 | 0 | 0.80769 | 0.80769 | 0.096225 | 0.80769 | 0 | 0.36524 | 0.73245 | 0 | 5.1494
2025-08-09 08:00 | 0.37343 | 41.1827 | -83.7317 | 52.8518 | 0.35277 | 1.1219 | 0.40318 | 0.40318 | 0.40318 | 278.2568 | 0 | 0 | 0 | 1.1219 | 0.4244 | 0.40318 | 0 | 0 | 4.6629 | 4.6866 | 0.69747 | 0 | 0.69747 | 15.071 | 65.4737 | 0 | 0.98075 | 0.98075 | 0.11684 | 0.98075 | 0 | 0.44349 | 0.89749 | 0 | 5.8085
2025-08-09 09:00 | 0.65273 | 53.6927 | -73.0272 | 39.0198 | 0.63487 | 2.019 | 0.37383 | 0.37383 | 0.37383 | 540.0867 | 0 | 0 | 0 | 2.019 | 0.3935 | 0.37383 | 0 | 0 | 4.2242 | 5.2446 | 1.6255 | 0 | 1.6255 | 16.5249 | 71.7899 | 0 | 0.90935 | 0.90935 | 0.10834 | 0.90935 | 0 | 0.41121 | 1.6152 | 0 | 7.2636
2025-08-09 10:00 | 0.63629 | 65.2506 | -55.7232 | 26.2295 | 0.62299 | 1.9812 | 0.26399 | 0.26399 | 0.26399 | 750.4745 | 0 | 0 | 0 | 1.9812 | 0.27789 | 0.26399 | 0 | 0 | 3.171 | 6.0061 | 1.7033 | 0 | 1.7033 | 18.0484 | 78.4085 | 0 | 0.64218 | 0.64218 | 0.076507 | 0.64218 | 0 | 0.29039 | 1.585 | 0 | 7.9874
2025-08-09 11:00 | 0.82435 | 73.4103 | -20.9277 | 17.0594 | 0.82564 | 2.6257 | 0.35528 | 0.35528 | 0.35528 | 739.0483 | 0.052723 | 0 | 0 | 2.6257 | 0.37398 | 0.35528 | 0 | 0 | 2.199 | 6.0061 | 2.199 | 0 | 2.199 | 20.0152 | 86.9531 | 0 | 0.86424 | 0.86424 | 0.10296 | 0.86424 | 0 | 0.39081 | 2.1005 | 0 | 8.6318
2025-08-09 12:00 | 0.84206 | 72.3848 | 29.4797 | 18.2277 | 0.84416 | 2.6846 | 0.59659 | 0.59659 | 0.59659 | 449.9873 | 1.1157 | 0 | 0 | 2.6846 | 0.62799 | 0.59659 | 0 | 0 | 0.94089 | 6.0061 | 0.94089 | 0 | 0.94089 | 20.8568 | 90.6091 | 0 | 1.4492 | 1.4492 | 0.17265 | 1.4492 | 0 | 0.65625 | 2.1477 | 0 | 8.6907
2025-08-09 13:00 | 0.68734 | 63.2164 | 59.8567 | 28.4886 | 0.67647 | 2.1513 | 1.0351 | 1.0351 | 1.0351 | 207.8258 | 0.38443 | 0 | 0 | 2.1513 | 1.0896 | 1.0351 | 0 | 0 | 0.67723 | 6.0061 | 0.67723 | 0 | 0.67723 | 21.4625 | 93.2406 | 0 | 2.5145 | 2.5145 | 0.29956 | 2.5145 | 0 | 1.1387 | 1.721 | 0 | 8.1574
2025-08-09 14:00 | 0.60584 | 51.3801 | 75.3605 | 41.5735 | 0.58557 | 1.8622 | 0.72314 | 0.72314 | 0.72314 | 257.5155 | 0.61355 | 0 | 0 | 1.8622 | 0.7612 | 0.72314 | 0 | 0 | 0.48746 | 6.0061 | 0.48746 | 0 | 0.48746 | 21.8985 | 95.1347 | 0 | 1.7566 | 1.7566 | 0.20927 | 1.7566 | 0 | 0.79546 | 1.4898 | 0 | 7.8684
2025-08-09 15:00 | 0.39575 | 38.7901 | 85.4015 | 55.5063 | 0.37143 | 1.1812 | 0.76564 | 0.76564 | 0.76564 | 154.2796 | 0.024426 | 0 | 0 | 1.1812 | 0.80593 | 0.76564 | 0 | 0 | 0.35086 | 6.0061 | 0.35086 | 0 | 0.35086 | 22.2123 | 96.4981 | 0 | 1.8598 | 1.8598 | 0.22157 | 1.8598 | 0 | 0.8422 | 0.94498 | 0 | 7.1874
2025-08-09 16:00 | 0.29577 | 26.025 | 93.3804 | 69.7613 | 0.26081 | 0.82942 | 0.63266 | 0.63266 | 0.63266 | 131.1015 | 0 | 0 | 0 | 0.82942 | 0.66595 | 0.63266 | 0 | 0 | 0.25254 | 6.0061 | 0.16347 | 0 | 0.16347 | 22.3585 | 97.1333 | 0 | 1.5368 | 1.5368 | 0.18309 | 1.5368 | 0 | 0.69592 | 0.66354 | 0 | 6.8356
2025-08-09 17:00 | 0.10518 | 13.3546 | 100.7103 | 84.1471 | 0.093605 | 0.29768 | 0.45597 | 0.45597 | 0.45597 | 65.2857 | 0 | 5.5511e-17 | 0 | 0.29768 | 0.47996 | 0.45597 | 0 | 0 | 0.24569 | 6.0061 | 0 | 0.18228 | -0.18228 | 22.1547 | 96.2479 | 0 | 1.1076 | 1.1076 | 0.13195 | 1.1076 | 0 | 0.50156 | 0.23814 | 0 | 6.3038
2025-08-09 18:00 | 0.026457 | 0.9896 | 108.2001 | 98.5652 | 0.010517 | 0.033445 | 0.39573 | 0.39573 | 0.39573 | 8.4513 | 0 | 5.5511e-17 | 0 | 0.033445 | 0.41656 | 0.39573 | 0 | 0 | 0.4777 | 6.0061 | 0 | 0.38312 | -0.38312 | 21.7264 | 94.3871 | 0 | 0.96128 | 0.96128 | 0.11452 | 0.96128 | 0 | 0.43531 | 0.026756 | 0 | 6.0396
2025-08-09 19:00 | 0 | 0 | 116.5121 | 90 | 0 | 0 | 0.59071 | 0.59071 | 0.59071 | 0 | 0 | 1.1102e-16 | 0 | 0 | 0.6218 | 0.59071 | 0 | 0 | 0.82316 | 6.0061 | 0 | 0.6218 | -0.6218 | 21.0312 | 91.3669 | 0 | 1.4349 | 1.4349 | 0.17095 | 1.4349 | 0 | 0.64978 | 0 | 0 | 6.0061
2025-08-09 20:00 | 0 | 0 | 126.3567 | 90 | 0 | 0 | 0.592 | 0.592 | 0.592 | 0 | 0 | 0 | 0 | 0 | 0.62316 | 0.592 | 0 | 0 | 1.3225 | 6.0061 | 0 | 0.62316 | -0.62316 | 20.3345 | 88.3401 | 0 | 1.438 | 1.438 | 0.17132 | 1.438 | 0 | 0.6512 | 0 | 0 | 6.0061
2025-08-09 21:00 | 0 | 0 | 138.5553 | 90 | 0 | 0 | 0.86984 | 0.86984 | 0.86984 | 0 | 0 | 1.1102e-16 | 0 | 0 | 0.91562 | 0.86984 | 0 | 0 | 1.76 | 6.0061 | 0 | 0.91562 | -0.91562 | 19.3108 | 83.8928 | 0 | 2.1129 | 2.1129 | 0.25173 | 2.1129 | 0 | 0.95683 | 0 | 0 | 6.0061
2025-08-09 22:00 | 0 | 0 | 153.8401 | 90 | 0 | 0 | 0.93867 | 0.93867 | 0.93867 | 0 | 0 | 1.1102e-16 | 0 | 0 | 0.98807 | 0.93867 | 0 | 0 | 2.4319 | 6.0061 | 0 | 0.98807 | -0.98807 | 18.2061 | 79.0936 | 0 | 2.2801 | 2.2801 | 0.27165 | 2.2801 | 0 | 1.0325 | 0 | 0 | 6.0061
2025-08-09 23:00 | 0 | 0 | 172.1025 | 90 | 0 | 0 | 0.62381 | 0.62381 | 0.62381 | 0 | 0 | 1.1102e-16 | 0 | 0 | 0.65665 | 0.62381 | 0 | 0 | 3.1115 | 6.0061 | 0 | 0.65665 | -0.65665 | 17.4719 | 75.9042 | 0 | 1.5153 | 1.5153 | 0.18053 | 1.5153 | 0 | 0.68619 | 0 | 0 | 6.0061
2025-08-10 | 0 | 0 | -168.3897 | 90 | 0 | 0 | 0.49344 | 0.49344 | 0.49344 | 0 | 0 | 5.5511e-17 | 0 | 0 | 0.51941 | 0.49344 | 0 | 0 | 3.4575 | 6.0061 | 0 | 0.51941 | -0.51941 | 16.8912 | 73.3814 | 0 | 1.2003 | 1.2003 | 0.143 | 1.2003 | 0 | 0.54278 | 0 | 0 | 6.0061
2025-08-10 01:00 | 0 | 0 | -150.5176 | 90 | 0 | 0 | 0.34288 | 0.34288 | 0.34288 | 0 | 0 | 5.5511e-17 | 0 | 0 | 0.36093 | 0.34288 | 0 | 0 | 3.7158 | 6.0061 | 0 | 0.36093 | -0.36093 | 16.4877 | 71.6283 | 0 | 0.83409 | 0.83409 | 0.09937 | 0.83409 | 0 | 0.37717 | 0 | 0 | 6.0061
2025-08-10 02:00 | 0 | 0 | -135.8039 | 90 | 0 | 0 | 0.25487 | 0.25487 | 0.25487 | 0 | 0 | 5.5511e-17 | 0 | 0 | 0.26828 | 0.25487 | 0 | 0 | 3.8685 | 6.0061 | 0 | 0.26828 | -0.26828 | 16.1877 | 70.3252 | 0 | 0.61999 | 0.61999 | 0.073863 | 0.61999 | 0 | 0.28036 | 0 | 0 | 6.0061
2025-08-10 03:00 | 0 | 0 | -124.0976 | 90 | 0 | 0 | 0.3997 | 0.3997 | 0.3997 | 0 | 0 | 5.5511e-17 | 0 | 0 | 0.42074 | 0.3997 | 0 | 0 | 3.9786 | 6.0061 | 0 | 0.42074 | -0.42074 | 15.7173 | 68.2817 | 0 | 0.9723 | 0.9723 | 0.11584 | 0.9723 | 0 | 0.43967 | 0 | 0 | 6.0061
2025-08-10 04:00 | 0 | 0 | -114.5943 | 90 | 0 | 0 | 0.36921 | 0.36921 | 0.36921 | 0 | 0 | 5.5511e-17 | 0 | 0 | 0.38864 | 0.36921 | 0 | 0 | 4.2575 | 5.8227 | 0 | 0.38864 | -0.38864 | 15.2828 | 66.394 | 0 | 0.89813 | 0.89813 | 0.107 | 0.89813 | 0 | 0.40613 | 0 | 0 | 5.8227
2025-08-10 05:00 | 0.045327 | 3.1492 | -106.4794 | 95.8332 | 0.017768 | 0.056505 | 0.47107 | 0.47107 | 0.47107 | 11.9951 | 0 | 5.5511e-17 | 0 | 0.056505 | 0.49586 | 0.47107 | 0 | 0 | 4.4981 | 5.4341 | 0 | 0.43936 | -0.43936 | 14.7916 | 64.2599 | 0 | 1.1459 | 1.1459 | 0.13652 | 1.1459 | 0 | 0.51818 | 0.045204 | 0 | 5.4906
2025-08-10 06:00 | 0.15936 | 15.6021 | -99.0546 | 81.3938 | 0.13239 | 0.42102 | 0.37726 | 0.37726 | 0.37726 | 111.5994 | 0 | 0 | 0 | 0.42102 | 0.39712 | 0.37726 | 0 | 0 | 4.7849 | 4.9947 | 0.023904 | 0 | 0.023904 | 14.813 | 64.3528 | 0 | 0.91772 | 0.91772 | 0.10933 | 0.91772 | 0 | 0.41499 | 0.33682 | 0 | 5.4157
2025-08-10 07:00 | 0.36575 | 28.3129 | -91.644 | 67.0007 | 0.32108 | 1.0211 | 0.32974 | 0.32974 | 0.32974 | 309.6629 | 0 | 0 | 0 | 1.0211 | 0.3471 | 0.32974 | 0 | 0 | 4.653 | 5.0138 | 0.67399 | 0 | 0.67399 | 15.4158 | 66.9718 | 0 | 0.80212 | 0.80212 | 0.095561 | 0.80212 | 0 | 0.36272 | 0.81687 | 0 | 6.0349
2025-08-10 08:00 | 0.73203 | 41.0668 | -83.3651 | 52.759 | 0.68601 | 2.1816 | 0.49142 | 0.49142 | 0.49142 | 443.9398 | 0 | 0 | 0 | 2.1816 | 0.51729 | 0.49142 | 0 | 0 | 4.1221 | 5.553 | 1.6643 | 0 | 1.6643 | 16.9045 | 73.4389 | 0 | 1.1954 | 1.1954 | 0.14242 | 1.1954 | 0 | 0.54057 | 1.7453 | 0 | 7.7346
2025-08-10 09:00 | 0.832 | 53.5585 | -72.5758 | 38.8879 | 0.81619 | 2.5956 | 0.33543 | 0.33543 | 0.33543 | 773.8251 | 0 | 0 | 0 | 2.5956 | 0.35308 | 0.33543 | 0 | 0 | 2.9904 | 6.0061 | 2.2425 | 0 | 2.2425 | 18.9102 | 82.1527 | 0 | 0.81595 | 0.81595 | 0.097209 | 0.81595 | 0 | 0.36897 | 2.0765 | 0 | 8.6018
2025-08-10 10:00 | 0.96698 | 65.068 | -55.1581 | 26.0335 | 0.97001 | 3.0848 | 0.50894 | 0.50894 | 0.50894 | 606.1224 | 0.93491 | 0 | 0 | 3.0848 | 0.53573 | 0.50894 | 0 | 0 | 1.6142 | 6.0061 | 1.6142 | 0 | 1.6142 | 20.354 | 88.4249 | 0 | 1.238 | 1.238 | 0.14749 | 1.238 | 0 | 0.55983 | 2.4678 | 0 | 9.0909
2025-08-10 11:00 | 0.97457 | 73.1365 | -20.5066 | 16.7711 | 0.98602 | 3.1357 | 0.28038 | 0.28038 | 0.28038 | 1118.395 | 2.0058 | 0 | 0 | 3.1357 | 0.29513 | 0.28038 | 0 | 0 | 0.83475 | 6.0061 | 0.83475 | 0 | 0.83475 | 21.1006 | 91.6685 | 0 | 0.68204 | 0.68204 | 0.081255 | 0.68204 | 0 | 0.30842 | 2.5086 | 0 | 9.1419
2025-08-10 12:00 | 1.0529 | 72.1035 | 29.1429 | 17.9841 | 1.065 | 3.387 | 0.83947 | 0.83947 | 0.83947 | 403.4688 | 1.9025 | 0 | 0 | 3.387 | 0.88366 | 0.83947 | 0 | 0 | 0.60084 | 6.0061 | 0.60084 | 0 | 0.60084 | 21.638 | 94.0031 | 0 | 2.0392 | 2.0392 | 0.24294 | 2.0392 | 0 | 0.92342 | 2.7096 | 0 | 9.3932
2025-08-10 13:00 | 0.96138 | 63.0016 | 59.3953 | 28.3576 | 0.9615 | 3.0577 | 0.95042 | 0.95042 | 0.95042 | 321.7255 | 1.6248 | 0 | 0 | 3.0577 | 1.0004 | 0.95042 | 0 | 0 | 0.43247 | 6.0061 | 0.43247 | 0 | 0.43247 | 22.0248 | 95.6836 | 0 | 2.3087 | 2.3087 | 0.27505 | 2.3087 | 0 | 1.0455 | 2.4462 | 0 | 9.0639
2025-08-10 14:00 | 0.76636 | 51.2008 | 74.9769 | 41.506 | 0.74673 | 2.3747 | 0.58798 | 0.58798 | 0.58798 | 403.8791 | 1.4445 | 0 | 0 | 2.3747 | 0.61893 | 0.58798 | 0 | 0 | 0.31128 | 6.0061 | 0.31128 | 0 | 0.31128 | 22.3032 | 96.8931 | 0 | 1.4283 | 1.4283 | 0.17016 | 1.4283 | 0 | 0.64678 | 1.8998 | 0 | 8.3809
2025-08-10 15:00 | 0.43679 | 38.6239 | 85.0822 | 55.477 | 0.40932 | 1.3017 | 0.9127 | 0.9127 | 0.9127 | 142.6228 | 0.11693 | 0 | 0 | 1.3017 | 0.96074 | 0.9127 | 0 | 0 | 0.22405 | 6.0061 | 0.22405 | 0 | 0.22405 | 22.5037 | 97.7637 | 0 | 2.2171 | 2.2171 | 0.26413 | 2.2171 | 0 | 1.004 | 1.0414 | 0 | 7.3079
2025-08-10 16:00 | 0.29338 | 25.8596 | 93.1028 | 69.7593 | 0.2595 | 0.82526 | 0.75359 | 0.75359 | 0.75359 | 109.5102 | 0 | 0 | 0 | 0.82526 | 0.79325 | 0.75359 | 0 | 0 | 0.16127 | 6.0061 | 0.032005 | 0 | 0.032005 | 22.5323 | 97.8881 | 0 | 1.8306 | 1.8306 | 0.21809 | 1.8306 | 0 | 0.82895 | 0.66021 | 0 | 6.8314
2025-08-10 17:00 | 0.12832 | 13.1822 | 100.4587 | 84.1678 | 0.10533 | 0.33497 | 0.89266 | 0.89266 | 0.89266 | 37.5247 | 0 | 0 | 0 | 0.33497 | 0.93964 | 0.89266 | 0 | 0 | 0.20884 | 6.0061 | 0 | 0.60467 | -0.60467 | 21.8562 | 94.9511 | 0 | 2.1684 | 2.1684 | 0.25833 | 2.1684 | 0 | 0.98192 | 0.26797 | 0 | 6.3411
2025-08-10 18:00 | 0.02123 | 0.8039 | 107.9651 | 98.6072 | 0.012874 | 0.040942 | 1.0212 | 1.0212 | 1.0212 | 4.0091 | 0 | 2.2204e-16 | 0 | 0.040942 | 1.075 | 1.0212 | 0 | 0 | 0.78601 | 6.0061 | 0 | 1.0341 | -1.0341 | 20.7001 | 89.9286 | 0 | 2.4807 | 2.4807 | 0.29554 | 2.4807 | 0 | 1.1234 | 0.032754 | 0 | 6.0471
2025-08-10 19:00 | 0 | 0 | 116.2896 | 90 | 0 | 0 | 0.90404 | 0.90404 | 0.90404 | 0 | 0 | 1.1102e-16 | 0 | 0 | 0.95162 | 0.90404 | 0 | 0 | 1.6354 | 6.0061 | 0 | 0.95162 | -0.95162 | 19.6362 | 85.3064 | 0 | 2.196 | 2.196 | 0.26163 | 2.196 | 0 | 0.99445 | 0 | 0 | 6.0061
2025-08-10 20:00 | 0 | 0 | 126.1496 | 90 | 0 | 0 | 0.75107 | 0.75107 | 0.75107 | 0 | 0 | 0 | 0 | 0 | 0.7906 | 0.75107 | 0 | 0 | 2.2951 | 6.0061 | 0 | 0.7906 | -0.7906 | 18.7523 | 81.4664 | 0 | 1.8244 | 1.8244 | 0.21736 | 1.8244 | 0 | 0.82618 | 0 | 0 | 6.0061
2025-08-10 21:00 | 0 | 0 | 138.3783 | 90 | 0 | 0 | 0.76631 | 0.76631 | 0.76631 | 0 | 0 | 0 | 0 | 0 | 0.80664 | 0.76631 | 0 | 0 | 2.7726 | 6.0061 | 0 | 0.80664 | -0.80664 | 17.8504 | 77.5484 | 0 | 1.8615 | 1.8615 | 0.22177 | 1.8615 | 0 | 0.84294 | 0 | 0 | 6.0061
2025-08-10 22:00 | 0 | 0 | 153.7258 | 90 | 0 | 0 | 0.703 | 0.703 | 0.703 | 0 | 0 | 1.1102e-16 | 0 | 0 | 0.74 | 0.703 | 0 | 0 | 3.2727 | 6.0061 | 0 | 0.74 | -0.74 | 17.0231 | 73.9541 | 0 | 1.7077 | 1.7077 | 0.20344 | 1.7077 | 0 | 0.7733 | 0 | 0 | 6.0061
2025-08-10 23:00 | 0 | 0 | 172.0929 | 90 | 0 | 0 | 0.88584 | 0.88584 | 0.88584 | 0 | 0 | 1.1102e-16 | 0 | 0 | 0.93246 | 0.88584 | 0 | 0 | 3.7142 | 6.0061 | 0 | 0.93246 | -0.93246 | 15.9805 | 69.4251 | 0 | 2.1518 | 2.1518 | 0.25636 | 2.1518 | 0 | 0.97442 | 0 | 0 | 6.0061
2025-08-11 | 0 | 0 | -168.2745 | 90 | 0 | 0 | 0.41451 | 0.41451 | 0.41451 | 0 | 0 | 0 | 0 | 0 | 0.43632 | 0.41451 | 0 | 0 | 4.3392 | 6.0061 | 0 | 0.43632 | -0.43632 | 15.4927 | 67.3058 | 0 | 1.0083 | 1.0083 | 0.12013 | 1.0083 | 0 | 0.45596 | 0 | 0 | 6.0061
2025-08-11 01:00 | 0 | 0 | -150.3147 | 90 | 0 | 0 | 0.36869 | 0.36869 | 0.36869 | 0 | 0 | 0 | 0 | 0 | 0.38809 | 0.36869 | 0 | 0 | 4.4941 | 5.6218 | 0 | 0.38809 | -0.38809 | 15.0588 | 65.4208 | 0 | 0.89686 | 0.89686 | 0.10685 | 0.89686 | 0 | 0.40556 | 0 | 0 | 5.6218
2025-08-11 02:00 | 0 | 0 | -135.5594 | 90 | 0 | 0 | 0.2501 | 0.2501 | 0.2501 | 0 | 0 | 0 | 0 | 0 | 0.26327 | 0.2501 | 0 | 0 | 4.6714 | 5.2337 | 0 | 0.26327 | -0.26327 | 14.7645 | 64.142 | 0 | 0.6084 | 0.6084 | 0.072482 | 0.6084 | 0 | 0.27511 | 0 | 0 | 5.2337
2025-08-11 03:00 | 0 | 0 | -123.8383 | 90 | 0 | 0 | 0.32772 | 0.32772 | 0.32772 | 0 | 0 | 0 | 0 | 0 | 0.34496 | 0.32772 | 0 | 0 | 4.7729 | 4.9704 | 0 | 0.34496 | -0.34496 | 14.3788 | 62.4665 | 0 | 0.79719 | 0.79719 | 0.094974 | 0.79719 | 0 | 0.36049 | 0 | 0 | 4.9704
2025-08-11 04:00 | 0 | 0 | -114.3286 | 90 | 0 | 0 | 0.48614 | 0.48614 | 0.48614 | 0 | 0 | 0 | 0 | 0 | 0.51172 | 0.48614 | 0 | 0 | 4.9828 | 4.6255 | 0 | 0.51172 | -0.51172 | 13.8067 | 59.981 | 0 | 1.1826 | 1.1826 | 0.14089 | 1.1826 | 0 | 0.53475 | 0 | 0 | 4.6255
2025-08-11 05:00 | 0.037566 | 3.016 | -106.2053 | 95.8098 | 0.022248 | 0.070752 | 0.41267 | 0.41267 | 0.41267 | 17.1449 | 0 | 0 | 0 | 0.070752 | 0.43439 | 0.41267 | 0 | 0 | 5.143 | 4.1137 | 0 | 0.36364 | -0.36364 | 13.4001 | 58.2148 | 0 | 1.0038 | 1.0038 | 0.11959 | 1.0038 | 0 | 0.45394 | 0.056602 | 0 | 4.1845
2025-08-11 06:00 | 0.24125 | 15.4825 | -98.7641 | 81.3491 | 0.15246 | 0.48486 | 0.28997 | 0.28997 | 0.28997 | 167.2109 | 0 | 0 | 0 | 0.48486 | 0.30523 | 0.28997 | 0 | 0 | 5.143 | 3.7501 | 0.17963 | 0 | 0.17963 | 13.5608 | 58.9128 | 0 | 0.70537 | 0.70537 | 0.084035 | 0.70537 | 0 | 0.31897 | 0.38789 | 0 | 4.235
2025-08-11 07:00 | 0.38054 | 28.1994 | -91.3233 | 66.9333 | 0.33297 | 1.0589 | 0.35306 | 0.35306 | 0.35306 | 299.9238 | 0 | 0 | 0 | 1.0589 | 0.37164 | 0.35306 | 0 | 0 | 5.143 | 3.8938 | 0.68726 | 0 | 0.68726 | 14.1755 | 61.5832 | 0 | 0.85883 | 0.85883 | 0.10232 | 0.85883 | 0 | 0.38836 | 0.84712 | 0 | 4.9527
2025-08-11 08:00 | 0.51281 | 40.9497 | -82.9928 | 52.6638 | 0.48455 | 1.5409 | 0.32668 | 0.32668 | 0.32668 | 471.696 | 0 | 0 | 0 | 1.5409 | 0.34387 | 0.32668 | 0 | 0 | 4.793 | 4.4436 | 1.1971 | 0 | 1.1971 | 15.2462 | 66.2347 | 0 | 0.79467 | 0.79467 | 0.094674 | 0.79467 | 0 | 0.35935 | 1.2328 | 0 | 5.9846
2025-08-11 09:00 | 0.63925 | 53.4222 | -72.1184 | 38.7535 | 0.62449 | 1.986 | 0.42082 | 0.42082 | 0.42082 | 471.9363 | 0 | 0 | 0 | 1.986 | 0.44297 | 0.42082 | 0 | 0 | 4.0077 | 5.4013 | 1.543 | 0 | 1.543 | 16.6263 | 72.2304 | 0 | 1.0237 | 1.0237 | 0.12196 | 1.0237 | 0 | 0.4629 | 1.5888 | 0 | 7.3873
2025-08-11 10:00 | 0.77134 | 64.8819 | -54.5887 | 25.8345 | 0.76987 | 2.4483 | 0.27511 | 0.27511 | 0.27511 | 889.9388 | 0 | 0 | 0 | 2.4483 | 0.28959 | 0.27511 | 0 | 0 | 3.0806 | 6.0061 | 2.1587 | 0 | 2.1587 | 18.5571 | 80.6185 | 0 | 0.66922 | 0.66922 | 0.079728 | 0.66922 | 0 | 0.30262 | 1.9586 | 0 | 8.4545
2025-08-11 11:00 | 0.91697 | 72.8582 | -20.0853 | 16.4779 | 0.92871 | 2.9534 | 0.20045 | 0.20045 | 0.20045 | 1473.376 | 0.94154 | 0 | 0 | 2.9534 | 0.211 | 0.20045 | 0 | 0 | 1.8009 | 6.0061 | 1.8009 | 0 | 1.8009 | 20.1679 | 87.6163 | 0 | 0.48762 | 0.48762 | 0.058093 | 0.48762 | 0 | 0.2205 | 2.3628 | 0 | 8.9596
2025-08-11 12:00 | 0.77615 | 71.8163 | 28.8175 | 17.7396 | 0.77722 | 2.4717 | 0.69644 | 0.69644 | 0.69644 | 354.9034 | 0.84554 | 0 | 0 | 2.4717 | 0.7331 | 0.69644 | 0 | 0 | 0.89306 | 6.0061 | 0.89306 | 0 | 0.89306 | 20.9667 | 91.0865 | 0 | 1.6917 | 1.6917 | 0.20155 | 1.6917 | 0 | 0.76609 | 1.9774 | 0 | 8.4779
2025-08-11 13:00 | 0.72333 | 62.7803 | 58.9367 | 28.2289 | 0.71782 | 2.2828 | 0.84048 | 0.84048 | 0.84048 | 271.6083 | 0.75529 | 0 | 0 | 2.2828 | 0.88471 | 0.84048 | 0 | 0 | 0.64281 | 6.0061 | 0.64281 | 0 | 0.64281 | 21.5416 | 93.5842 | 0 | 2.0416 | 2.0416 | 0.24323 | 2.0416 | 0 | 0.92452 | 1.8262 | 0 | 8.289
2025-08-11 14:00 | 0.39678 | 51.0155 | 74.5923 | 41.4412 | 0.37838 | 1.2033 | 0.7251 | 0.7251 | 0.7251 | 165.9523 | 0 | 0 | 0 | 1.2033 | 0.76326 | 0.7251 | 0 | 0 | 0.46268 | 6.0061 | 0.44005 | 0 | 0.44005 | 21.9352 | 95.2942 | 0 | 1.7613 | 1.7613 | 0.20984 | 1.7613 | 0 | 0.79761 | 0.96265 | 0 | 7.2095
2025-08-11 15:00 | 0.27913 | 38.4522 | 84.7609 | 55.4505 | 0.26355 | 0.83812 | 0.5334 | 0.5334 | 0.5334 | 157.1275 | 0 | 0 | 0 | 0.83812 | 0.56148 | 0.5334 | 0 | 0 | 0.34926 | 6.0061 | 0.27665 | 0 | 0.27665 | 22.1826 | 96.3691 | 0 | 1.2957 | 1.2957 | 0.15436 | 1.2957 | 0 | 0.58674 | 0.6705 | 0 | 6.8443
2025-08-11 16:00 | 0.24666 | 25.6892 | 92.8227 | 69.7601 | 0.22497 | 0.71545 | 0.67315 | 0.67315 | 0.67315 | 106.2831 | 0 | 0 | 0 | 0.71545 | 0.70858 | 0.67315 | 0 | 0 | 0.2936 | 6.0061 | 0.0068659 | 0 | 0.0068659 | 22.1888 | 96.3958 | 0 | 1.6352 | 1.6352 | 0.19481 | 1.6352 | 0 | 0.74047 | 0.57236 | 0 | 6.7216
2025-08-11 17:00 | 0.14935 | 13.005 | 100.2046 | 84.1911 | 0.10941 | 0.34796 | 0.6662 | 0.6662 | 0.6662 | 52.23 | 0 | 0 | 0 | 0.34796 | 0.70126 | 0.6662 | 0 | 0 | 0.38533 | 6.0061 | 0 | 0.35331 | -0.35331 | 21.7938 | 94.6797 | 0 | 1.6183 | 1.6183 | 0.19279 | 1.6183 | 0 | 0.73282 | 0.27836 | 0 | 6.3541
2025-08-11 18:00 | 0.012748 | 0.61346 | 107.7277 | 98.6519 | 0.011305 | 0.03595 | 0.55991 | 0.55991 | 0.55991 | 6.4207 | 0 | 1.1102e-16 | 0 | 0.03595 | 0.58938 | 0.55991 | 0 | 0 | 0.74535 | 6.0061 | 0 | 0.55343 | -0.55343 | 21.175 | 91.9917 | 0 | 1.3601 | 1.3601 | 0.16204 | 1.3601 | 0 | 0.61591 | 0.02876 | 0 | 6.0421
2025-08-11 19:00 | 0 | 0 | 116.0647 | 90 | 0 | 0 | 0.73786 | 0.73786 | 0.73786 | 0 | 0 | 0 | 0 | 0 | 0.7767 | 0.73786 | 0 | 0 | 1.2061 | 6.0061 | 0 | 0.7767 | -0.7767 | 20.3066 | 88.2191 | 0 | 1.7923 | 1.7923 | 0.21353 | 1.7923 | 0 | 0.81165 | 0 | 0 | 6.0061
2025-08-11 20:00 | 0 | 0 | 125.9402 | 90 | 0 | 0 | 0.67845 | 0.67845 | 0.67845 | 0 | 0 | 0 | 0 | 0 | 0.71416 | 0.67845 | 0 | 0 | 1.8017 | 6.0061 | 0 | 0.71416 | -0.71416 | 19.5082 | 84.7504 | 0 | 1.648 | 1.648 | 0.19634 | 1.648 | 0 | 0.7463 | 0 | 0 | 6.0061
2025-08-11 21:00 | 0 | 0 | 138.1997 | 90 | 0 | 0 | 0.57069 | 0.57069 | 0.57069 | 0 | 0 | 1.1102e-16 | 0 | 0 | 0.60072 | 0.57069 | 0 | 0 | 2.2782 | 6.0061 | 0 | 0.60072 | -0.60072 | 18.8365 | 81.8326 | 0 | 1.3863 | 1.3863 | 0.16515 | 1.3863 | 0 | 0.62775 | 0 | 0 | 6.0061
2025-08-11 22:00 | 0 | 0 | 153.6113 | 90 | 0 | 0 | 0.73509 | 0.73509 | 0.73509 | 0 | 0 | 1.1102e-16 | 0 | 0 | 0.77378 | 0.73509 | 0 | 0 | 2.6349 | 6.0061 | 0 | 0.77378 | -0.77378 | 17.9714 | 78.0742 | 0 | 1.7856 | 1.7856 | 0.21273 | 1.7856 | 0 | 0.8086 | 0 | 0 | 6.0061
2025-08-11 23:00 | 0 | 0 | 172.0859 | 90 | 0 | 0 | 0.69115 | 0.69115 | 0.69115 | 0 | 0 | 0 | 0 | 0 | 0.72752 | 0.69115 | 0 | 0 | 3.1566 | 6.0061 | 0 | 0.72752 | -0.72752 | 17.158 | 74.5406 | 0 | 1.6789 | 1.6789 | 0.20001 | 1.6789 | 0 | 0.76026 | 0 | 0 | 6.0061
2025-08-12 | 0 | 0 | -168.1535 | 90 | 0 | 0 | 0.40414 | 0.40414 | 0.40414 | 0 | 0 | 0 | 0 | 0 | 0.42541 | 0.40414 | 0 | 0 | 3.6143 | 6.0061 | 0 | 0.42541 | -0.42541 | 16.6824 | 72.4743 | 0 | 0.9831 | 0.9831 | 0.11712 | 0.9831 | 0 | 0.44455 | 0 | 0 | 6.0061
2025-08-12 01:00 | 0 | 0 | -150.1048 | 90 | 0 | 0 | 0.3531 | 0.3531 | 0.3531 | 0 | 0 | 5.5511e-17 | 0 | 0 | 0.37169 | 0.3531 | 0 | 0 | 3.7984 | 6.0061 | 0 | 0.37169 | -0.37169 | 16.2669 | 70.6689 | 0 | 0.85894 | 0.85894 | 0.10233 | 0.85894 | 0 | 0.38841 | 0 | 0 | 6.0061
2025-08-12 02:00 | 0 | 0 | -135.3082 | 90 | 0 | 0 | 0.21585 | 0.21585 | 0.21585 | 0 | 0 | 2.7756e-17 | 0 | 0 | 0.22721 | 0.21585 | 0 | 0 | 3.9797 | 6.0061 | 0 | 0.22721 | -0.22721 | 16.0128 | 69.5653 | 0 | 0.52507 | 0.52507 | 0.062555 | 0.52507 | 0 | 0.23744 | 0 | 0 | 6.0061
2025-08-12 03:00 | 0 | 0 | -123.5729 | 90 | 0 | 0 | 0.36308 | 0.36308 | 0.36308 | 0 | 0 | 0 | 0 | 0 | 0.38219 | 0.36308 | 0 | 0 | 4.0596 | 6.0061 | 0 | 0.38219 | -0.38219 | 15.5855 | 67.709 | 0 | 0.88321 | 0.88321 | 0.10522 | 0.88321 | 0 | 0.39939 | 0 | 0 | 6.0061
2025-08-12 04:00 | 0 | 0 | -114.0574 | 90 | 0 | 0 | 0.2026 | 0.2026 | 0.2026 | 0 | 0 | 0 | 0 | 0 | 0.21327 | 0.2026 | 0 | 0 | 4.3131 | 5.7048 | 0 | 0.21327 | -0.21327 | 15.3471 | 66.6731 | 0 | 0.49285 | 0.49285 | 0.058716 | 0.49285 | 0 | 0.22286 | 0 | 0 | 5.7048
2025-08-12 05:00 | 0.025345 | 2.8825 | -105.9261 | 95.7838 | 0.021693 | 0.068988 | 0.36021 | 0.36021 | 0.36021 | 19.1521 | 0 | 0 | 0 | 0.068988 | 0.37917 | 0.36021 | 0 | 0 | 4.4064 | 5.4915 | 0 | 0.31018 | -0.31018 | 15.0003 | 65.1665 | 0 | 0.87624 | 0.87624 | 0.10439 | 0.87624 | 0 | 0.39624 | 0.055191 | 0 | 5.5605
2025-08-12 06:00 | 0.14178 | 15.3626 | -98.4685 | 81.3019 | 0.12326 | 0.39198 | 0.34833 | 0.34833 | 0.34833 | 112.5301 | 0 | 0 | 0 | 0.39198 | 0.36666 | 0.34833 | 0 | 0 | 4.6088 | 5.1814 | 0.025313 | 0 | 0.025313 | 15.0229 | 65.2649 | 0 | 0.84734 | 0.84734 | 0.10095 | 0.84734 | 0 | 0.38316 | 0.31358 | 0 | 5.5733
2025-08-12 07:00 | 0.37966 | 28.0853 | -90.9975 | 66.8634 | 0.33364 | 1.061 | 0.29155 | 0.29155 | 0.29155 | 363.9251 | 0 | 0 | 0 | 1.061 | 0.3069 | 0.29155 | 0 | 0 | 4.5096 | 5.2016 | 0.75414 | 0 | 0.75414 | 15.6975 | 68.1953 | 0 | 0.70922 | 0.70922 | 0.084494 | 0.70922 | 0 | 0.32071 | 0.84883 | 0 | 6.2626
2025-08-12 08:00 | 0.29701 | 40.8316 | -82.6149 | 52.5662 | 0.28103 | 0.89372 | 0.39635 | 0.39635 | 0.39635 | 225.4897 | 0 | 0 | 0 | 0.89372 | 0.41721 | 0.39635 | 0 | 0 | 3.9361 | 5.8049 | 0.47652 | 0 | 0.47652 | 16.1237 | 70.0469 | 0 | 0.96414 | 0.96414 | 0.11486 | 0.96414 | 0 | 0.43598 | 0.71498 | 0 | 6.6986
2025-08-12 09:00 | 0.16527 | 53.284 | -71.6551 | 38.6167 | 0.15597 | 0.496 | 0.42403 | 0.42403 | 0.42403 | 116.9718 | 0 | 0 | 0 | 0.496 | 0.44635 | 0.42403 | 0 | 0 | 3.6732 | 6.0061 | 0.049648 | 0 | 0.049648 | 16.1681 | 70.2398 | 0 | 1.0315 | 1.0315 | 0.12289 | 1.0315 | 0 | 0.46643 | 0.3968 | 0 | 6.5021
2025-08-12 10:00 | 0.26631 | 64.6924 | -54.0152 | 25.6326 | 0.2517 | 0.80045 | 0.35885 | 0.35885 | 0.35885 | 223.0601 | 0 | 0 | 0 | 0.80045 | 0.37773 | 0.35885 | 0 | 0 | 3.731 | 6.0061 | 0.42271 | 0 | 0.42271 | 16.5462 | 71.8823 | 0 | 0.87292 | 0.87292 | 0.104 | 0.87292 | 0 | 0.39473 | 0.64036 | 0 | 6.8066
2025-08-12 11:00 | 0.24637 | 72.5755 | -19.6641 | 16.1799 | 0.23279 | 0.74031 | 0.36316 | 0.36316 | 0.36316 | 203.8522 | 0 | 0 | 0 | 0.74031 | 0.38227 | 0.36316 | 0 | 0 | 3.4746 | 6.0061 | 0.35804 | 0 | 0.35804 | 16.8664 | 73.2735 | 0 | 0.88341 | 0.88341 | 0.10525 | 0.88341 | 0 | 0.39948 | 0.59225 | 0 | 6.7465
2025-08-12 12:00 | 0.39548 | 71.5233 | 28.5034 | 17.4943 | 0.37629 | 1.1967 | 0.68526 | 0.68526 | 0.68526 | 174.6317 | 0 | 0 | 0 | 1.1967 | 0.72132 | 0.68526 | 0 | 0 | 3.2905 | 6.0061 | 0.47535 | 0 | 0.47535 | 17.2916 | 75.1206 | 0 | 1.6646 | 1.6646 | 0.19831 | 1.6646 | 0 | 0.75378 | 0.95734 | 0 | 7.2028
2025-08-12 13:00 | 0.51995 | 62.5525 | 58.4814 | 28.1026 | 0.5032 | 1.6003 | 0.49445 | 0.49445 | 0.49445 | 323.6444 | 0 | 0 | 0 | 1.6003 | 0.52048 | 0.49445 | 0 | 0 | 3.0254 | 6.0061 | 1.0798 | 0 | 1.0798 | 18.2574 | 79.3163 | 0 | 1.2011 | 1.2011 | 0.14309 | 1.2011 | 0 | 0.5439 | 1.2802 | 0 | 7.6064
2025-08-12 14:00 | 0.34931 | 50.8244 | 74.2068 | 41.3793 | 0.33196 | 1.0557 | 0.61683 | 0.61683 | 0.61683 | 171.1504 | 0 | 0 | 0 | 1.0557 | 0.64929 | 0.61683 | 0 | 0 | 2.3426 | 6.0061 | 0.40641 | 0 | 0.40641 | 18.6209 | 80.8956 | 0 | 1.4983 | 1.4983 | 0.17851 | 1.4983 | 0 | 0.67851 | 0.84456 | 0 | 7.0619
2025-08-12 15:00 | 0.12504 | 38.2753 | 84.4376 | 55.4269 | 0.11788 | 0.37487 | 0.99356 | 0.99356 | 0.99356 | 37.7305 | 2.2204e-16 | 0 | 0 | 0.37487 | 1.0459 | 0.99356 | 0 | 0 | 2.2245 | 6.0061 | 0 | 0.67098 | -0.67098 | 17.8707 | 77.6365 | 0 | 2.4135 | 2.4135 | 0.28753 | 2.4135 | 0 | 1.0929 | 0.2999 | 0 | 6.381
2025-08-12 16:00 | 0.18609 | 25.5138 | 92.5404 | 69.7636 | 0.17381 | 0.55275 | 0.40842 | 0.40842 | 0.40842 | 135.3387 | 0 | 0 | 0 | 0.55275 | 0.42991 | 0.40842 | 0 | 0 | 2.9525 | 6.0061 | 0.12283 | 0 | 0.12283 | 17.9806 | 78.1138 | 0 | 0.99209 | 0.99209 | 0.11819 | 0.99209 | 0 | 0.44926 | 0.4422 | 0 | 6.5589
2025-08-12 17:00 | 0.079765 | 12.823 | 99.9482 | 84.2172 | 0.073682 | 0.23432 | 0.49764 | 0.49764 | 0.49764 | 47.087 | 0 | 5.5511e-17 | 0 | 0.23432 | 0.52383 | 0.49764 | 0 | 0 | 2.8159 | 6.0061 | 0 | 0.28951 | -0.28951 | 17.6569 | 76.7077 | 0 | 1.2088 | 1.2088 | 0.14401 | 1.2088 | 0 | 0.5474 | 0.18746 | 0 | 6.2405
2025-08-12 18:00 | 0.010131 | 0.41834 | 107.4879 | 98.6991 | 0.0092546 | 0.029431 | 0.44222 | 0.44222 | 0.44222 | 6.6554 | 0 | 1.1102e-16 | 0 | 0.029431 | 0.46549 | 0.44222 | 0 | 0 | 3.0696 | 6.0061 | 0 | 0.43606 | -0.43606 | 17.1693 | 74.5897 | 0 | 1.0742 | 1.0742 | 0.12798 | 1.0742 | 0 | 0.48644 | 0.023545 | 0 | 6.0356
2025-08-12 19:00 | 0 | 0 | 115.8374 | 90 | 0 | 0 | 0.4862 | 0.4862 | 0.4862 | 0 | 0 | 1.1102e-16 | 0 | 0 | 0.51179 | 0.4862 | 0 | 0 | 3.4134 | 6.0061 | 0 | 0.51179 | -0.51179 | 16.5971 | 72.1038 | 0 | 1.181 | 1.181 | 0.1407 | 1.181 | 0 | 0.53482 | 0 | 0 | 6.0061
2025-08-12 20:00 | 0 | 0 | 125.7286 | 90 | 0 | 0 | 0.63177 | 0.63177 | 0.63177 | 0 | 0 | 1.1102e-16 | 0 | 0 | 0.66502 | 0.63177 | 0 | 0 | 3.7844 | 6.0061 | 0 | 0.66502 | -0.66502 | 15.8536 | 68.8737 | 0 | 1.5346 | 1.5346 | 0.18283 | 1.5346 | 0 | 0.69494 | 0 | 0 | 6.0061
2025-08-12 21:00 | 0 | 0 | 138.0194 | 90 | 0 | 0 | 0.55836 | 0.55836 | 0.55836 | 0 | 0 | 1.1102e-16 | 0 | 0 | 0.58775 | 0.55836 | 0 | 0 | 4.2634 | 5.9446 | 0 | 0.58775 | -0.58775 | 15.1965 | 66.019 | 0 | 1.3563 | 1.3563 | 0.16159 | 1.3563 | 0 | 0.6142 | 0 | 0 | 5.9446
2025-08-12 22:00 | 0 | 0 | 153.4967 | 90 | 0 | 0 | 0.46414 | 0.46414 | 0.46414 | 0 | 0 | 5.5511e-17 | 0 | 0 | 0.48857 | 0.46414 | 0 | 0 | 4.6365 | 5.3569 | 0 | 0.48857 | -0.48857 | 14.6503 | 63.6459 | 0 | 1.1274 | 1.1274 | 0.13432 | 1.1274 | 0 | 0.51055 | 0 | 0 | 5.3569
2025-08-12 23:00 | 0 | 0 | 172.0817 | 90 | 0 | 0 | 0.69816 | 0.69816 | 0.69816 | 0 | 0 | 0 | 0 | 0 | 0.7349 | 0.69816 | 0 | 0 | 4.9166 | 4.8683 | 0 | 0.7349 | -0.7349 | 13.8286 | 60.0764 | 0 | 1.6959 | 1.6959 | 0.20204 | 1.6959 | 0 | 0.76797 | 0 | 0 | 4.8683
2025-08-13 | 0 | 0 | -168.0267 | 90 | 0 | 0 | 0.28672 | 0.28672 | 0.28672 | 0 | 0 | 0 | 0 | 0 | 0.30181 | 0.28672 | 0 | 0 | 5.143 | 4.1334 | 0 | 0.30181 | -0.30181 | 13.4912 | 58.6105 | 0 | 0.69745 | 0.69745 | 0.083092 | 0.69745 | 0 | 0.31539 | 0 | 0 | 4.1334
2025-08-13 01:00 | 0 | 0 | -149.888 | 90 | 0 | 0 | 0.42318 | 0.42318 | 0.42318 | 0 | 0 | 5.5511e-17 | 0 | 0 | 0.44545 | 0.42318 | 0 | 0 | 5.143 | 3.8316 | 0 | 0.44545 | -0.44545 | 12.9932 | 56.4469 | 0 | 1.0294 | 1.0294 | 0.12264 | 1.0294 | 0 | 0.4655 | 0 | 0 | 3.8316
2025-08-13 02:00 | 0 | 0 | -135.0502 | 90 | 0 | 0 | 0.4245 | 0.4245 | 0.4245 | 0 | 0 | 5.5511e-17 | 0 | 0 | 0.44684 | 0.4245 | 0 | 0 | 5.143 | 3.3861 | 0 | 0.44684 | -0.44684 | 12.4936 | 54.2766 | 0 | 1.0326 | 1.0326 | 0.12302 | 1.0326 | 0 | 0.46695 | 0 | 0 | 3.3861
2025-08-13 03:00 | 0 | 0 | -123.3015 | 90 | 0 | 0 | 0.22325 | 0.22325 | 0.22325 | 0 | 0 | 2.7756e-17 | 0 | 0 | 0.235 | 0.22325 | 0 | 0 | 5.143 | 2.9393 | 0 | 0.235 | -0.235 | 12.2309 | 53.1351 | 0 | 0.54307 | 0.54307 | 0.064699 | 0.54307 | 0 | 0.24557 | 0 | 0 | 2.9393
2025-08-13 04:00 | 0 | 0 | -113.7807 | 90 | 0 | 0 | 0.21094 | 0.21094 | 0.21094 | 0 | 0 | 0 | 0 | 0 | 0.22205 | 0.21094 | 0 | 0 | 5.143 | 2.7043 | 0 | 0.22205 | -0.22205 | 11.9826 | 52.0566 | 0 | 0.51313 | 0.51313 | 0.061133 | 0.51313 | 0 | 0.23204 | 0 | 0 | 2.7043
2025-08-13 05:00 | 0.049651 | 2.7488 | -105.6418 | 95.7551 | 0.0085984 | 0.027344 | 0.28907 | 0.28907 | 0.28907 | 9.4594 | 0 | 0 | 0 | 0.027344 | 0.30429 | 0.28907 | 0 | 0 | 5.143 | 2.4823 | 0 | 0.27694 | -0.27694 | 11.673 | 50.7115 | 0 | 0.70319 | 0.70319 | 0.083775 | 0.70319 | 0 | 0.31798 | 0.021876 | 0 | 2.5096
2025-08-13 06:00 | 0.18719 | 15.2424 | -98.1679 | 81.2521 | 0.14167 | 0.45053 | 0.35516 | 0.35516 | 0.35516 | 126.8533 | 0 | 0 | 0 | 0.45053 | 0.37385 | 0.35516 | 0 | 0 | 5.143 | 2.2053 | 0.07668 | 0 | 0.07668 | 11.7416 | 51.0094 | 0 | 0.86395 | 0.86395 | 0.10293 | 0.86395 | 0 | 0.39068 | 0.36043 | 0 | 2.6558
2025-08-13 07:00 | 0.48973 | 27.9707 | -90.6664 | 66.791 | 0.42163 | 1.3409 | 0.34808 | 0.34808 | 0.34808 | 385.209 | 0 | 0 | 0 | 1.3409 | 0.3664 | 0.34808 | 0 | 0 | 5.143 | 2.2667 | 0.97445 | 0 | 0.97445 | 12.6131 | 54.7959 | 0 | 0.84674 | 0.84674 | 0.10088 | 0.84674 | 0 | 0.38289 | 1.0727 | 0 | 3.6075
2025-08-13 08:00 | 0.69893 | 40.7124 | -82.2315 | 52.4663 | 0.66355 | 2.1102 | 0.24922 | 0.24922 | 0.24922 | 846.7065 | 0 | 0 | 0 | 2.1102 | 0.26234 | 0.24922 | 0 | 0 | 5.143 | 3.0462 | 1.8479 | 0 | 1.8479 | 14.2659 | 61.9761 | 0 | 0.60625 | 0.60625 | 0.072227 | 0.60625 | 0 | 0.27415 | 1.6882 | 0 | 5.1564
2025-08-13 09:00 | 0.93741 | 53.1436 | -71.1862 | 38.4776 | 0.92963 | 2.9564 | 0.31775 | 0.31775 | 0.31775 | 930.4127 | 0 | 0 | 0 | 2.9564 | 0.33447 | 0.31775 | 0 | 0 | 4.3824 | 4.5245 | 2.6219 | 0 | 2.6219 | 16.611 | 72.1641 | 0 | 0.77295 | 0.77295 | 0.092086 | 0.77295 | 0 | 0.34953 | 2.3651 | 0 | 7.4809
2025-08-13 10:00 | 1.0188 | 64.4995 | -53.4381 | 25.4282 | 1.0317 | 3.281 | 0.29969 | 0.29969 | 0.29969 | 1094.81 | 0.18822 | 0 | 0 | 3.281 | 0.31546 | 0.29969 | 0 | 0 | 2.7774 | 6.0061 | 2.7774 | 0 | 2.7774 | 19.0952 | 82.9561 | 0 | 0.72902 | 0.72902 | 0.086852 | 0.72902 | 0 | 0.32966 | 2.6248 | 0 | 9.2872
2025-08-13 11:00 | 1.0714 | 72.2884 | -19.2436 | 15.8772 | 1.0942 | 3.4799 | 0.39141 | 0.39141 | 0.39141 | 889.0661 | 1.8388 | 0 | 0 | 3.4799 | 0.41201 | 0.39141 | 0 | 0 | 1.2291 | 6.0061 | 1.2291 | 0 | 1.2291 | 20.1945 | 87.7321 | 0 | 0.95213 | 0.95213 | 0.11343 | 0.95213 | 0 | 0.43055 | 2.7839 | 0 | 9.4861
2025-08-13 12:00 | 1.012 | 71.2247 | 28.2003 | 17.2486 | 1.0322 | 3.2826 | 0.69918 | 0.69918 | 0.69918 | 469.4907 | 1.6619 | 0 | 0 | 3.2826 | 0.73598 | 0.69918 | 0 | 0 | 0.88471 | 6.0061 | 0.88471 | 0 | 0.88471 | 20.9858 | 91.1698 | 0 | 1.6984 | 1.6984 | 0.20234 | 1.6984 | 0 | 0.7691 | 2.6261 | 0 | 9.2887
2025-08-13 13:00 | 0.8941 | 62.3184 | 58.0296 | 27.979 | 0.90175 | 2.8677 | 0.86487 | 0.86487 | 0.86487 | 331.5759 | 1.3205 | 0 | 0 | 2.8677 | 0.91039 | 0.86487 | 0 | 0 | 0.63679 | 6.0061 | 0.63679 | 0 | 0.63679 | 21.5554 | 93.6442 | 0 | 2.1009 | 2.1009 | 0.25029 | 2.1009 | 0 | 0.95136 | 2.2942 | 0 | 8.8739
2025-08-13 14:00 | 0.69496 | 50.6275 | 73.8207 | 41.3204 | 0.6825 | 2.1705 | 0.84884 | 0.84884 | 0.84884 | 255.6964 | 0.81859 | 0 | 0 | 2.1705 | 0.89352 | 0.84884 | 0 | 0 | 0.45835 | 6.0061 | 0.45835 | 0 | 0.45835 | 21.9654 | 95.4253 | 0 | 2.0619 | 2.0619 | 0.24565 | 2.0619 | 0 | 0.93373 | 1.7364 | 0 | 8.1766
2025-08-13 15:00 | 0.5725 | 38.093 | 84.1125 | 55.4061 | 0.53686 | 1.7073 | 1.1413 | 1.1413 | 1.1413 | 149.5908 | 0.17601 | 0 | 0 | 1.7073 | 1.2014 | 1.1413 | 0 | 0 | 0.32991 | 6.0061 | 0.32991 | 0 | 0.32991 | 22.2604 | 96.7072 | 0 | 2.7724 | 2.7724 | 0.33029 | 2.7724 | 0 | 1.2554 | 1.3658 | 0 | 7.7135
2025-08-13 16:00 | 0.39568 | 25.3334 | 92.256 | 69.7699 | 0.33206 | 1.056 | 0.61257 | 0.61257 | 0.61257 | 172.3884 | 0.17373 | 0 | 0 | 1.056 | 0.64481 | 0.61257 | 0 | 0 | 0.23746 | 6.0061 | 0.23746 | 0 | 0.23746 | 22.4728 | 97.6299 | 0 | 1.488 | 1.488 | 0.17728 | 1.488 | 0 | 0.67383 | 0.8448 | 0 | 7.0622
2025-08-13 17:00 | 0.20386 | 12.6362 | 99.6895 | 84.2458 | 0.10781 | 0.34285 | 0.95256 | 0.95256 | 0.95256 | 35.9921 | 0 | 0 | 0 | 0.34285 | 1.0027 | 0.95256 | 0 | 0 | 0.17092 | 6.0061 | 0 | 0.65985 | -0.65985 | 21.7351 | 94.4249 | 0 | 2.3139 | 2.3139 | 0.27567 | 2.3139 | 0 | 1.0478 | 0.27428 | 0 | 6.349
2025-08-13 18:00 | 0.022688 | 0.2186 | 107.2457 | 98.7489 | 0.006909 | 0.021972 | 0.63827 | 0.63827 | 0.63827 | 3.4424 | 0 | 1.1102e-16 | 0 | 0.021972 | 0.67186 | 0.63827 | 0 | 0 | 0.83754 | 6.0061 | 0 | 0.64989 | -0.64989 | 21.0085 | 91.2683 | 0 | 1.5504 | 1.5504 | 0.18471 | 1.5504 | 0 | 0.70209 | 0.017577 | 0 | 6.0281
2025-08-13 19:00 | 0 | 0 | 115.6078 | 90 | 0 | 0 | 0.73147 | 0.73147 | 0.73147 | 0 | 0 | 1.1102e-16 | 0 | 0 | 0.76997 | 0.73147 | 0 | 0 | 1.3513 | 6.0061 | 0 | 0.76997 | -0.76997 | 20.1477 | 87.5285 | 0 | 1.7768 | 1.7768 | 0.21169 | 1.7768 | 0 | 0.80462 | 0 | 0 | 6.0061
2025-08-13 20:00 | 0 | 0 | 125.5148 | 90 | 0 | 0 | 0.86225 | 0.86225 | 0.86225 | 0 | 0 | 1.1102e-16 | 0 | 0 | 0.90764 | 0.86225 | 0 | 0 | 1.9113 | 6.0061 | 0 | 0.90764 | -0.90764 | 19.1329 | 83.12 | 0 | 2.0945 | 2.0945 | 0.24953 | 2.0945 | 0 | 0.94848 | 0 | 0 | 6.0061
2025-08-13 21:00 | 0 | 0 | 137.8374 | 90 | 0 | 0 | 0.58981 | 0.58981 | 0.58981 | 0 | 0 | 1.1102e-16 | 0 | 0 | 0.62085 | 0.58981 | 0 | 0 | 2.5495 | 6.0061 | 0 | 0.62085 | -0.62085 | 18.4388 | 80.1044 | 0 | 1.4327 | 1.4327 | 0.17069 | 1.4327 | 0 | 0.64879 | 0 | 0 | 6.0061
2025-08-13 22:00 | 0 | 0 | 153.3819 | 90 | 0 | 0 | 0.4621 | 0.4621 | 0.4621 | 0 | 0 | 5.5511e-17 | 0 | 0 | 0.48643 | 0.4621 | 0 | 0 | 2.8892 | 6.0061 | 0 | 0.48643 | -0.48643 | 17.8949 | 77.7418 | 0 | 1.1225 | 1.1225 | 0.13373 | 1.1225 | 0 | 0.50831 | 0 | 0 | 6.0061
2025-08-13 23:00 | 0 | 0 | 172.0803 | 90 | 0 | 0 | 0.70588 | 0.70588 | 0.70588 | 0 | 0 | 0 | 0 | 0 | 0.74303 | 0.70588 | 0 | 0 | 3.1347 | 6.0061 | 0 | 0.74303 | -0.74303 | 17.0642 | 74.1328 | 0 | 1.7147 | 1.7147 | 0.20428 | 1.7147 | 0 | 0.77647 | 0 | 0 | 6.0061
2025-08-14 | 0 | 0 | -167.8941 | 90 | 0 | 0 | 0.35017 | 0.35017 | 0.35017 | 0 | 0 | 5.5511e-17 | 0 | 0 | 0.3686 | 0.35017 | 0 | 0 | 3.6427 | 6.0061 | 0 | 0.3686 | -0.3686 | 16.6521 | 72.3424 | 0 | 0.85181 | 0.85181 | 0.10148 | 0.85181 | 0 | 0.38519 | 0 | 0 | 6.0061
2025-08-14 01:00 | 0 | 0 | -149.664 | 90 | 0 | 0 | 0.20433 | 0.20433 | 0.20433 | 0 | 0 | 0 | 0 | 0 | 0.21509 | 0.20433 | 0 | 0 | 3.7892 | 6.0061 | 0 | 0.21509 | -0.21509 | 16.4116 | 71.2977 | 0 | 0.49705 | 0.49705 | 0.059216 | 0.49705 | 0 | 0.22476 | 0 | 0 | 6.0061
2025-08-14 02:00 | 0 | 0 | -134.7856 | 90 | 0 | 0 | 0.39026 | 0.39026 | 0.39026 | 0 | 0 | 5.5511e-17 | 0 | 0 | 0.4108 | 0.39026 | 0 | 0 | 3.8447 | 6.0061 | 0 | 0.4108 | -0.4108 | 15.9523 | 69.3025 | 0 | 0.94932 | 0.94932 | 0.1131 | 0.94932 | 0 | 0.42928 | 0 | 0 | 6.0061
2025-08-14 03:00 | 0 | 0 | -123.0241 | 90 | 0 | 0 | 0.22373 | 0.22373 | 0.22373 | 0 | 0 | 2.7756e-17 | 0 | 0 | 0.23551 | 0.22373 | 0 | 0 | 4.1199 | 6.0061 | 0 | 0.23551 | -0.23551 | 15.689 | 68.1586 | 0 | 0.54424 | 0.54424 | 0.064839 | 0.54424 | 0 | 0.24611 | 0 | 0 | 6.0061
2025-08-14 04:00 | 0 | 0 | -113.4987 | 90 | 0 | 0 | 0.20519 | 0.20519 | 0.20519 | 0 | 0 | 2.7756e-17 | 0 | 0 | 0.21599 | 0.20519 | 0 | 0 | 4.2269 | 5.7974 | 0 | 0.21599 | -0.21599 | 15.4475 | 67.1095 | 0 | 0.49913 | 0.49913 | 0.059464 | 0.49913 | 0 | 0.2257 | 0 | 0 | 5.7974
2025-08-14 05:00 | 0.044857 | 2.615 | -105.3524 | 95.7237 | 0.011465 | 0.03646 | 0.41333 | 0.41333 | 0.41333 | 8.8211 | 0 | 5.5511e-17 | 0 | 0.03646 | 0.43508 | 0.41333 | 0 | 0 | 4.3387 | 5.5814 | 0 | 0.39862 | -0.39862 | 15.0019 | 65.1733 | 0 | 1.0054 | 1.0054 | 0.11979 | 1.0054 | 0 | 0.45466 | 0.029168 | 0 | 5.6178
2025-08-14 06:00 | 0.26556 | 15.1219 | -97.8623 | 81.1998 | 0.1657 | 0.52695 | 0.28798 | 0.28798 | 0.28798 | 182.9834 | 0 | 0 | 0 | 0.52695 | 0.30313 | 0.28798 | 0 | 0 | 4.627 | 5.1828 | 0.22382 | 0 | 0.22382 | 15.202 | 66.043 | 0 | 0.70052 | 0.70052 | 0.083457 | 0.70052 | 0 | 0.31677 | 0.42156 | 0 | 5.7097
2025-08-14 07:00 | 0.48307 | 27.8555 | -90.3303 | 66.7163 | 0.41862 | 1.3313 | 0.29524 | 0.29524 | 0.29524 | 450.9144 | 0 | 0 | 0 | 1.3313 | 0.31078 | 0.29524 | 0 | 0 | 4.3746 | 5.3618 | 1.0205 | 0 | 1.0205 | 16.1148 | 70.0083 | 0 | 0.71819 | 0.71819 | 0.085562 | 0.71819 | 0 | 0.32476 | 1.065 | 0 | 6.6931
2025-08-14 08:00 | 0.69951 | 40.592 | -81.8428 | 52.3642 | 0.66704 | 2.1213 | 0.1435 | 0.1435 | 0.1435 | 1478.257 | 0 | 0 | 0 | 2.1213 | 0.15105 | 0.1435 | 0 | 0 | 3.6298 | 6.0061 | 1.9703 | 0 | 1.9703 | 17.8771 | 77.6642 | 0 | 0.34907 | 0.34907 | 0.041587 | 0.34907 | 0 | 0.15785 | 1.697 | 0 | 8.1275
2025-08-14 09:00 | 0.86477 | 53.0012 | -70.712 | 38.3364 | 0.86039 | 2.7362 | 0.30329 | 0.30329 | 0.30329 | 902.1701 | 0.080331 | 0 | 0 | 2.7362 | 0.31925 | 0.30329 | 0 | 0 | 2.3366 | 6.0061 | 2.3366 | 0 | 2.3366 | 19.967 | 86.7435 | 0 | 0.73777 | 0.73777 | 0.087895 | 0.73777 | 0 | 0.33362 | 2.1889 | 0 | 8.7423
2025-08-14 10:00 | 0.83832 | 64.303 | -52.8578 | 25.2212 | 0.84814 | 2.6972 | 0.30444 | 0.30444 | 0.30444 | 885.9521 | 1.4207 | 0 | 0 | 2.6972 | 0.32047 | 0.30444 | 0 | 0 | 0.956 | 6.0061 | 0.956 | 0 | 0.956 | 20.822 | 90.4583 | 0 | 0.74058 | 0.74058 | 0.088229 | 0.74058 | 0 | 0.33489 | 2.1578 | 0 | 8.7034
2025-08-14 11:00 | 0.95882 | 71.997 | -18.8239 | 15.5699 | 0.98097 | 3.1196 | 0.22565 | 0.22565 | 0.22565 | 1382.533 | 2.194 | 0 | 0 | 3.1196 | 0.23752 | 0.22565 | 0 | 0 | 0.68811 | 6.0061 | 0.68811 | 0 | 0.68811 | 21.4375 | 93.1321 | 0 | 0.5489 | 0.5489 | 0.065394 | 0.5489 | 0 | 0.24821 | 2.4957 | 0 | 9.1258
2025-08-14 12:00 | 0.97628 | 70.9206 | 27.9082 | 17.0029 | 0.99841 | 3.1751 | 0.4768 | 0.4768 | 0.4768 | 665.9211 | 2.1779 | 0 | 0 | 3.1751 | 0.50189 | 0.4768 | 0 | 0 | 0.49529 | 6.0061 | 0.49529 | 0 | 0.49529 | 21.8805 | 95.0566 | 0 | 1.1582 | 1.1582 | 0.13798 | 1.1582 | 0 | 0.52448 | 2.5401 | 0 | 9.1813
2025-08-14 13:00 | 0.82887 | 62.078 | 57.5816 | 27.8583 | 0.83643 | 2.66 | 0.50038 | 0.50038 | 0.50038 | 531.5956 | 1.7768 | 0 | 0 | 2.66 | 0.52672 | 0.50038 | 0 | 0 | 0.3565 | 6.0061 | 0.3565 | 0 | 0.3565 | 22.1994 | 96.4418 | 0 | 1.2155 | 1.2155 | 0.14481 | 1.2155 | 0 | 0.55042 | 2.128 | 0 | 8.6662
2025-08-14 14:00 | 0.81826 | 50.4247 | 73.4343 | 41.2646 | 0.80868 | 2.5717 | 0.65656 | 0.65656 | 0.65656 | 391.7009 | 1.624 | 0 | 0 | 2.5717 | 0.69111 | 0.65656 | 0 | 0 | 0.2566 | 6.0061 | 0.2566 | 0 | 0.2566 | 22.4289 | 97.4389 | 0 | 1.5948 | 1.5948 | 0.19 | 1.5948 | 0 | 0.72221 | 2.0574 | 0 | 8.5779
2025-08-14 15:00 | 0.70263 | 37.9054 | 83.7858 | 55.3883 | 0.66067 | 2.101 | 0.58807 | 0.58807 | 0.58807 | 357.2735 | 1.2973 | 0 | 0 | 2.101 | 0.61903 | 0.58807 | 0 | 0 | 0.1847 | 6.0061 | 0.1847 | 0 | 0.1847 | 22.5941 | 98.1566 | 0 | 1.4285 | 1.4285 | 0.17019 | 1.4285 | 0 | 0.64688 | 1.6808 | 0 | 8.1072
2025-08-14 16:00 | 0.4325 | 25.1482 | 91.9695 | 69.779 | 0.36176 | 1.1505 | 0.47636 | 0.47636 | 0.47636 | 241.5063 | 0.51607 | 0 | 0 | 1.1505 | 0.50144 | 0.47636 | 0 | 0 | 0.13294 | 6.0061 | 0.13294 | 0 | 0.13294 | 22.713 | 98.6731 | 0 | 1.1571 | 1.1571 | 0.13786 | 1.1571 | 0 | 0.524 | 0.92036 | 0 | 7.1566
2025-08-14 17:00 | 0.1979 | 12.4448 | 99.4287 | 84.2772 | 0.10666 | 0.33919 | 0.52823 | 0.52823 | 0.52823 | 64.2121 | 0 | 0 | 0 | 0.33919 | 0.55603 | 0.52823 | 0 | 0 | 0.095687 | 6.0061 | 0 | 0.21684 | -0.21684 | 22.4705 | 97.6199 | 0 | 1.2831 | 1.2831 | 0.15287 | 1.2831 | 0 | 0.58105 | 0.27135 | 0 | 6.3453
2025-08-14 18:00 | 0.020774 | 0.014306 | 107.0013 | 98.8011 | 0.0069963 | 0.022249 | 0.50335 | 0.50335 | 0.50335 | 4.4203 | 0 | 0 | 0 | 0.022249 | 0.52984 | 0.50335 | 0 | 0 | 0.33204 | 6.0061 | 0 | 0.50759 | -0.50759 | 21.903 | 95.1545 | 0 | 1.2227 | 1.2227 | 0.14567 | 1.2227 | 0 | 0.55368 | 0.017799 | 0 | 6.0284
2025-08-14 19:00 | 0 | 0 | 115.3759 | 90 | 0 | 0 | 0.83549 | 0.83549 | 0.83549 | 0 | 0 | 1.1102e-16 | 0 | 0 | 0.87947 | 0.83549 | 0 | 0 | 0.77216 | 6.0061 | 0 | 0.87947 | -0.87947 | 20.9198 | 90.8828 | 0 | 2.0295 | 2.0295 | 0.24179 | 2.0295 | 0 | 0.91904 | 0 | 0 | 6.0061
2025-08-14 20:00 | 0 | 0 | 125.2989 | 90 | 0 | 0 | 0.46475 | 0.46475 | 0.46475 | 0 | 0 | 5.5511e-17 | 0 | 0 | 0.48921 | 0.46475 | 0 | 0 | 1.476 | 6.0061 | 0 | 0.48921 | -0.48921 | 20.3728 | 88.5066 | 0 | 1.1289 | 1.1289 | 0.1345 | 1.1289 | 0 | 0.51122 | 0 | 0 | 6.0061
2025-08-14 21:00 | 0 | 0 | 137.6538 | 90 | 0 | 0 | 0.71368 | 0.71368 | 0.71368 | 0 | 0 | 0 | 0 | 0 | 0.75124 | 0.71368 | 0 | 0 | 1.7418 | 6.0061 | 0 | 0.75124 | -0.75124 | 19.5329 | 84.8578 | 0 | 1.7336 | 1.7336 | 0.20654 | 1.7336 | 0 | 0.78505 | 0 | 0 | 6.0061
2025-08-14 22:00 | 0 | 0 | 153.267 | 90 | 0 | 0 | 0.76496 | 0.76496 | 0.76496 | 0 | 0 | 1.1102e-16 | 0 | 0 | 0.80522 | 0.76496 | 0 | 0 | 2.2645 | 6.0061 | 0 | 0.80522 | -0.80522 | 18.6326 | 80.9467 | 0 | 1.8582 | 1.8582 | 0.22138 | 1.8582 | 0 | 0.84146 | 0 | 0 | 6.0061
2025-08-14 23:00 | 0 | 0 | 172.0817 | 90 | 0 | 0 | 0.79731 | 0.79731 | 0.79731 | 0 | 0 | 1.1102e-16 | 0 | 0 | 0.83927 | 0.79731 | 0 | 0 | 2.8047 | 6.0061 | 0 | 0.83927 | -0.83927 | 17.6943 | 76.8702 | 0 | 1.9368 | 1.9368 | 0.23074 | 1.9368 | 0 | 0.87704 | 0 | 0 | 6.0061
2025-08-15 | 0 | 0 | -167.7556 | 90 | 0 | 0 | 0.37053 | 0.37053 | 0.37053 | 0 | 0 | 0 | 0 | 0 | 0.39004 | 0.37053 | 0 | 0 | 3.3535 | 6.0061 | 0 | 0.39004 | -0.39004 | 17.2582 | 74.9758 | 0 | 0.90135 | 0.90135 | 0.10738 | 0.90135 | 0 | 0.40759 | 0 | 0 | 6.0061
2025-08-15 01:00 | 0 | 0 | -149.4331 | 90 | 0 | 0 | 0.43589 | 0.43589 | 0.43589 | 0 | 0 | 5.5511e-17 | 0 | 0 | 0.45883 | 0.43589 | 0 | 0 | 3.4846 | 6.0061 | 0 | 0.45883 | -0.45883 | 16.7452 | 72.7472 | 0 | 1.0603 | 1.0603 | 0.12632 | 1.0603 | 0 | 0.47948 | 0 | 0 | 6.0061
2025-08-15 02:00 | 0 | 0 | -134.5142 | 90 | 0 | 0 | 0.51467 | 0.51467 | 0.51467 | 0 | 0 | 0 | 0 | 0 | 0.54176 | 0.51467 | 0 | 0 | 3.7402 | 6.0061 | 0 | 0.54176 | -0.54176 | 16.1395 | 70.1158 | 0 | 1.252 | 1.252 | 0.14916 | 1.252 | 0 | 0.56614 | 0 | 0 | 6.0061
2025-08-15 03:00 | 0 | 0 | -122.7408 | 90 | 0 | 0 | 0.3409 | 0.3409 | 0.3409 | 0 | 0 | 0 | 0 | 0 | 0.35884 | 0.3409 | 0 | 0 | 4.0871 | 6.0061 | 0 | 0.35884 | -0.35884 | 15.7383 | 68.3728 | 0 | 0.82926 | 0.82926 | 0.098795 | 0.82926 | 0 | 0.37499 | 0 | 0 | 6.0061
2025-08-15 04:00 | 0 | 0 | -113.2114 | 90 | 0 | 0 | 0.47517 | 0.47517 | 0.47517 | 0 | 0 | 0 | 0 | 0 | 0.50017 | 0.47517 | 0 | 0 | 4.2645 | 5.8415 | 0 | 0.50017 | -0.50017 | 15.1791 | 65.9434 | 0 | 1.1559 | 1.1559 | 0.13771 | 1.1559 | 0 | 0.52268 | 0 | 0 | 5.8415
2025-08-15 05:00 | 0.046391 | 2.481 | -105.0581 | 95.6897 | 0.0084615 | 0.026909 | 0.38186 | 0.38186 | 0.38186 | 7.0467 | 0 | 0 | 0 | 0.026909 | 0.40196 | 0.38186 | 0 | 0 | 4.5946 | 5.3413 | 0 | 0.37505 | -0.37505 | 14.7598 | 64.1217 | 0 | 0.92891 | 0.92891 | 0.11067 | 0.92891 | 0 | 0.42005 | 0.021527 | 0 | 5.3682
2025-08-15 06:00 | 0.25903 | 15.0012 | -97.552 | 81.145 | 0.16423 | 0.52227 | 0.46598 | 0.46598 | 0.46598 | 112.0812 | 0 | 0 | 0 | 0.52227 | 0.4905 | 0.46598 | 0 | 0 | 4.8019 | 4.9662 | 0.031771 | 0 | 0.031771 | 14.7882 | 64.2452 | 0 | 1.1335 | 1.1335 | 0.13504 | 1.1335 | 0 | 0.51258 | 0.41782 | 0 | 5.4885
2025-08-15 07:00 | 0.43664 | 27.7397 | -89.9894 | 66.6392 | 0.38279 | 1.2173 | 0.3449 | 0.3449 | 0.3449 | 352.957 | 0 | 0 | 0 | 1.2173 | 0.36305 | 0.3449 | 0 | 0 | 4.6648 | 4.9917 | 0.85429 | 0 | 0.85429 | 15.5523 | 67.5647 | 0 | 0.83898 | 0.83898 | 0.099953 | 0.83898 | 0 | 0.37939 | 0.97387 | 0 | 6.209
2025-08-15 08:00 | 0.59209 | 40.4704 | -81.4489 | 52.2599 | 0.56709 | 1.8034 | 0.35706 | 0.35706 | 0.35706 | 505.0816 | 0 | 0 | 0 | 1.8034 | 0.37585 | 0.35706 | 0 | 0 | 4.0056 | 5.6751 | 1.4276 | 0 | 1.4276 | 16.8292 | 73.1119 | 0 | 0.86857 | 0.86857 | 0.10348 | 0.86857 | 0 | 0.39277 | 1.4428 | 0 | 7.4785
2025-08-15 09:00 | 0.7624 | 52.8566 | -70.2326 | 38.1932 | 0.75989 | 2.4166 | 0.41853 | 0.41853 | 0.41853 | 577.4006 | 0 | 0 | 0 | 2.4166 | 0.44056 | 0.41853 | 0 | 0 | 3.0666 | 6.0061 | 1.976 | 0 | 1.976 | 18.5966 | 80.7902 | 0 | 1.0181 | 1.0181 | 0.12129 | 1.0181 | 0 | 0.46038 | 1.9333 | 0 | 8.4227
2025-08-15 10:00 | 0.8815 | 64.103 | -52.2747 | 25.012 | 0.89655 | 2.8512 | 0.39336 | 0.39336 | 0.39336 | 724.8373 | 0.57484 | 0 | 0 | 2.8512 | 0.41406 | 0.39336 | 0 | 0 | 1.8623 | 6.0061 | 1.8623 | 0 | 1.8623 | 20.2623 | 88.0265 | 0 | 0.95686 | 0.95686 | 0.114 | 0.95686 | 0 | 0.43269 | 2.281 | 0 | 8.8573
2025-08-15 11:00 | 1.038 | 71.7013 | -18.4056 | 15.2581 | 1.0662 | 3.3907 | 0.37187 | 0.37187 | 0.37187 | 911.8011 | 2.1358 | 0 | 0 | 3.3907 | 0.39144 | 0.37187 | 0 | 0 | 0.86348 | 6.0061 | 0.86348 | 0 | 0.86348 | 21.0346 | 91.3817 | 0 | 0.9046 | 0.9046 | 0.10777 | 0.9046 | 0 | 0.40906 | 2.7126 | 0 | 9.3969
2025-08-15 12:00 | 1.0339 | 70.6111 | 27.6269 | 16.7574 | 1.0611 | 3.3743 | 0.67025 | 0.67025 | 0.67025 | 503.4442 | 2.0473 | 0 | 0 | 3.3743 | 0.70552 | 0.67025 | 0 | 0 | 0.62151 | 6.0061 | 0.62151 | 0 | 0.62151 | 21.5905 | 93.7968 | 0 | 1.6281 | 1.6281 | 0.19397 | 1.6281 | 0 | 0.73727 | 2.6995 | 0 | 9.3805
2025-08-15 13:00 | 1.0138 | 61.8313 | 57.1377 | 27.7406 | 1.0301 | 3.2758 | 0.80837 | 0.80837 | 0.80837 | 405.2298 | 1.9775 | 0 | 0 | 3.2758 | 0.85092 | 0.80837 | 0 | 0 | 0.44735 | 6.0061 | 0.44735 | 0 | 0.44735 | 21.9906 | 95.535 | 0 | 1.9636 | 1.9636 | 0.23394 | 1.9636 | 0 | 0.88921 | 2.6206 | 0 | 9.2819
2025-08-15 14:00 | 0.89282 | 50.2161 | 73.0478 | 41.212 | 0.88585 | 2.8171 | 0.55239 | 0.55239 | 0.55239 | 509.9944 | 1.9137 | 0 | 0 | 2.8171 | 0.58146 | 0.55239 | 0 | 0 | 0.32199 | 6.0061 | 0.32199 | 0 | 0.32199 | 22.2786 | 96.7862 | 0 | 1.3418 | 1.3418 | 0.15986 | 1.3418 | 0 | 0.60763 | 2.2537 | 0 | 8.8233
2025-08-15 15:00 | 0.6325 | 37.7125 | 83.4577 | 55.3736 | 0.59747 | 1.9001 | 0.74541 | 0.74541 | 0.74541 | 254.9038 | 0.88367 | 0 | 0 | 1.9001 | 0.78464 | 0.74541 | 0 | 0 | 0.23176 | 6.0061 | 0.23176 | 0 | 0.23176 | 22.4859 | 97.6868 | 0 | 1.8107 | 1.8107 | 0.21572 | 1.8107 | 0 | 0.81995 | 1.5201 | 0 | 7.9062
2025-08-15 16:00 | 0.41107 | 24.958 | 91.6811 | 69.791 | 0.34691 | 1.1032 | 0.65957 | 0.65957 | 0.65957 | 167.2653 | 0.24213 | 0 | 0 | 1.1032 | 0.69428 | 0.65957 | 0 | 0 | 0.16682 | 6.0061 | 0.16682 | 0 | 0.16682 | 22.6351 | 98.335 | 0 | 1.6022 | 1.6022 | 0.19088 | 1.6022 | 0 | 0.72552 | 0.88258 | 0 | 7.1094
2025-08-15 17:00 | 0.19433 | 12.2488 | 99.1658 | 84.3112 | 0.10574 | 0.33628 | 0.64653 | 0.64653 | 0.64653 | 52.0136 | 0 | 1.1102e-16 | 0 | 0.33628 | 0.68056 | 0.64653 | 0 | 0 | 0.12007 | 6.0061 | 0 | 0.34428 | -0.34428 | 22.2502 | 96.6628 | 0 | 1.5705 | 1.5705 | 0.1871 | 1.5705 | 0 | 0.71119 | 0.26903 | 0 | 6.3424
2025-08-15 18:00 | 0.023043 | 0 | 106.7547 | 90 | 0 | 0 | 1.0748 | 1.0748 | 1.0748 | 0 | 0 | 2.2204e-16 | 0 | 0 | 1.1313 | 1.0748 | 0 | 0 | 0.48139 | 6.0061 | 0 | 1.1313 | -1.1313 | 20.9854 | 91.1678 | 0 | 2.6107 | 2.6107 | 0.31103 | 2.6107 | 0 | 1.1822 | 0 | 0 | 6.0061
2025-08-15 19:00 | 0 | 0 | 115.1418 | 90 | 0 | 0 | 0.96342 | 0.96342 | 0.96342 | 0 | 0 | 0 | 0 | 0 | 1.0141 | 0.96342 | 0 | 0 | 1.4368 | 6.0061 | 0 | 1.0141 | -1.0141 | 19.8515 | 86.2421 | 0 | 2.3403 | 2.3403 | 0.27881 | 2.3403 | 0 | 1.0598 | 0 | 0 | 6.0061
2025-08-15 20:00 | 0 | 0 | 125.0807 | 90 | 0 | 0 | 0.7633 | 0.7633 | 0.7633 | 0 | 0 | 1.1102e-16 | 0 | 0 | 0.80347 | 0.7633 | 0 | 0 | 2.1877 | 6.0061 | 0 | 0.80347 | -0.80347 | 18.9532 | 82.3395 | 0 | 1.8541 | 1.8541 | 0.2209 | 1.8541 | 0 | 0.83963 | 0 | 0 | 6.0061
2025-08-15 21:00 | 0 | 0 | 137.4685 | 90 | 0 | 0 | 0.86731 | 0.86731 | 0.86731 | 0 | 0 | 1.1102e-16 | 0 | 0 | 0.91296 | 0.86731 | 0 | 0 | 2.6697 | 6.0061 | 0 | 0.91296 | -0.91296 | 17.9325 | 77.9052 | 0 | 2.1068 | 2.1068 | 0.251 | 2.1068 | 0 | 0.95404 | 0 | 0 | 6.0061
2025-08-15 22:00 | 0 | 0 | 153.152 | 90 | 0 | 0 | 0.96367 | 0.96367 | 0.96367 | 0 | 0 | 1.1102e-16 | 0 | 0 | 1.0144 | 0.96367 | 0 | 0 | 3.2601 | 6.0061 | 0 | 1.0144 | -1.0144 | 16.7984 | 72.9781 | 0 | 2.3409 | 2.3409 | 0.27888 | 2.3409 | 0 | 1.06 | 0 | 0 | 6.0061
2025-08-15 23:00 | 0 | 0 | 172.0859 | 90 | 0 | 0 | 0.58743 | 0.58743 | 0.58743 | 0 | 0 | 0 | 0 | 0 | 0.61835 | 0.58743 | 0 | 0 | 3.9291 | 6.0061 | 0 | 0.61835 | -0.61835 | 16.1071 | 69.9748 | 0 | 1.4269 | 1.4269 | 0.17 | 1.4269 | 0 | 0.64617 | 0 | 0 | 6.0061
2025-08-16 | 0 | 0 | -167.6111 | 90 | 0 | 0 | 0.22262 | 0.22262 | 0.22262 | 0 | 0 | 2.7756e-17 | 0 | 0 | 0.23434 | 0.22262 | 0 | 0 | 4.2218 | 6.0061 | 0 | 0.23434 | -0.23434 | 15.8451 | 68.8366 | 0 | 0.54154 | 0.54154 | 0.064517 | 0.54154 | 0 | 0.24488 | 0 | 0 | 6.0061
2025-08-16 01:00 | 0 | 0 | -149.195 | 90 | 0 | 0 | 0.21934 | 0.21934 | 0.21934 | 0 | 0 | 2.7756e-17 | 0 | 0 | 0.23089 | 0.21934 | 0 | 0 | 4.2219 | 5.937 | 0 | 0.23089 | -0.23089 | 15.5869 | 67.7151 | 0 | 0.53357 | 0.53357 | 0.063567 | 0.53357 | 0 | 0.24128 | 0 | 0 | 5.937
2025-08-16 02:00 | 0 | 0 | -134.2362 | 90 | 0 | 0 | 0.27786 | 0.27786 | 0.27786 | 0 | 0 | 0 | 0 | 0 | 0.29248 | 0.27786 | 0 | 0 | 4.301 | 5.7061 | 0 | 0.29248 | -0.29248 | 15.2599 | 66.2945 | 0 | 0.67591 | 0.67591 | 0.080526 | 0.67591 | 0 | 0.30565 | 0 | 0 | 5.7061
2025-08-16 03:00 | 0 | 0 | -122.4517 | 90 | 0 | 0 | 0.2859 | 0.2859 | 0.2859 | 0 | 0 | 0 | 0 | 0 | 0.30094 | 0.2859 | 0 | 0 | 4.4717 | 5.4136 | 0 | 0.30094 | -0.30094 | 14.9235 | 64.8327 | 0 | 0.69546 | 0.69546 | 0.082855 | 0.69546 | 0 | 0.31449 | 0 | 0 | 5.4136
2025-08-16 04:00 | 0 | 0 | -112.9188 | 90 | 0 | 0 | 0.42132 | 0.42132 | 0.42132 | 0 | 0 | 5.5511e-17 | 0 | 0 | 0.4435 | 0.42132 | 0 | 0 | 4.6564 | 5.1126 | 0 | 0.4435 | -0.4435 | 14.4276 | 62.6786 | 0 | 1.0249 | 1.0249 | 0.1221 | 1.0249 | 0 | 0.46345 | 0 | 0 | 5.1126
2025-08-16 05:00 | 0.042897 | 2.3469 | -104.7589 | 95.653 | 0.010166 | 0.032329 | 0.38581 | 0.38581 | 0.38581 | 8.3796 | 0 | 0 | 0 | 0.032329 | 0.40611 | 0.38581 | 0 | 0 | 4.9704 | 4.6691 | 0 | 0.37378 | -0.37378 | 14.0097 | 60.8631 | 0 | 0.9385 | 0.9385 | 0.11181 | 0.9385 | 0 | 0.42439 | 0.025863 | 0 | 4.7015
2025-08-16 06:00 | 0.20605 | 14.8803 | -97.2369 | 81.0877 | 0.14728 | 0.46839 | 0.41966 | 0.41966 | 0.41966 | 111.613 | 0 | 0 | 0 | 0.46839 | 0.44174 | 0.41966 | 0 | 0 | 5.143 | 4.2954 | 0.026648 | 0 | 0.026648 | 14.0335 | 60.9666 | 0 | 1.0208 | 1.0208 | 0.12162 | 1.0208 | 0 | 0.46162 | 0.37471 | 0 | 4.7637
2025-08-16 07:00 | 0.36634 | 27.6233 | -89.6436 | 66.5599 | 0.32899 | 1.0462 | 0.4196 | 0.4196 | 0.4196 | 249.3467 | 0 | 0 | 0 | 1.0462 | 0.44168 | 0.4196 | 0 | 0 | 5.0778 | 4.3167 | 0.60457 | 0 | 0.60457 | 14.5743 | 63.3158 | 0 | 1.0207 | 1.0207 | 0.1216 | 1.0207 | 0 | 0.46155 | 0.837 | 0 | 5.3629
2025-08-16 08:00 | 0.53822 | 40.3477 | -81.05 | 52.1535 | 0.51719 | 1.6447 | 0.4215 | 0.4215 | 0.4215 | 390.2155 | 0 | 0 | 0 | 1.6447 | 0.44368 | 0.4215 | 0 | 0 | 4.6019 | 4.8003 | 1.2011 | 0 | 1.2011 | 15.6486 | 67.9828 | 0 | 1.0253 | 1.0253 | 0.12215 | 1.0253 | 0 | 0.46365 | 1.3158 | 0 | 6.4451
2025-08-16 09:00 | 0.45858 | 52.7099 | -69.7484 | 38.0481 | 0.44268 | 1.4078 | 0.38247 | 0.38247 | 0.38247 | 368.0803 | 0 | 0 | 0 | 1.4078 | 0.4026 | 0.38247 | 0 | 0 | 3.7963 | 5.7612 | 1.0052 | 0 | 1.0052 | 16.5476 | 71.8887 | 0 | 0.93038 | 0.93038 | 0.11084 | 0.93038 | 0 | 0.42072 | 1.1262 | 0 | 7.169
2025-08-16 10:00 | 0.90989 | 63.8994 | -51.6893 | 24.8007 | 0.92927 | 2.9552 | 0.32859 | 0.32859 | 0.32859 | 899.3669 | 0 | 0 | 0 | 2.9552 | 0.34588 | 0.32859 | 0 | 0 | 3.248 | 6.0061 | 2.6094 | 0 | 2.6094 | 18.8815 | 82.0279 | 0 | 0.79932 | 0.79932 | 0.095228 | 0.79932 | 0 | 0.36145 | 2.3642 | 0 | 8.9614
2025-08-16 11:00 | 1.0528 | 71.4015 | -17.9887 | 14.942 | 1.0849 | 3.4502 | 0.32362 | 0.32362 | 0.32362 | 1066.12 | 1.5342 | 0 | 0 | 3.4502 | 0.34066 | 0.32362 | 0 | 0 | 1.5754 | 6.0061 | 1.5754 | 0 | 1.5754 | 20.2906 | 88.1494 | 0 | 0.78724 | 0.78724 | 0.093788 | 0.78724 | 0 | 0.35599 | 2.7602 | 0 | 9.4564
2025-08-16 12:00 | 0.96063 | 70.2963 | 27.356 | 16.5125 | 0.98803 | 3.1421 | 0.57372 | 0.57372 | 0.57372 | 547.6776 | 1.6836 | 0 | 0 | 3.1421 | 0.60391 | 0.57372 | 0 | 0 | 0.85462 | 6.0061 | 0.85462 | 0 | 0.85462 | 21.055 | 91.4702 | 0 | 1.3936 | 1.3936 | 0.16603 | 1.3936 | 0 | 0.63109 | 2.5137 | 0 | 9.1483
2025-08-16 13:00 | 0.80905 | 61.5785 | 56.6982 | 27.6264 | 0.82044 | 2.6091 | 0.69474 | 0.69474 | 0.69474 | 375.5542 | 1.2627 | 0 | 0 | 2.6091 | 0.73131 | 0.69474 | 0 | 0 | 0.61514 | 6.0061 | 0.61514 | 0 | 0.61514 | 21.6052 | 93.8604 | 0 | 1.6876 | 1.6876 | 0.20106 | 1.6876 | 0 | 0.76422 | 2.0873 | 0 | 8.6153
2025-08-16 14:00 | 0.42837 | 50.0019 | 72.6614 | 41.1627 | 0.4119 | 1.3099 | 0.54771 | 0.54771 | 0.54771 | 239.1626 | 0.29062 | 0 | 0 | 1.3099 | 0.57654 | 0.54771 | 0 | 0 | 0.44276 | 6.0061 | 0.44276 | 0 | 0.44276 | 22.0012 | 95.5808 | 0 | 1.3304 | 1.3304 | 0.1585 | 1.3304 | 0 | 0.60248 | 1.0479 | 0 | 7.3161
2025-08-16 15:00 | 0.46767 | 37.5145 | 83.1282 | 55.3619 | 0.44447 | 1.4135 | 0.71267 | 0.71267 | 0.71267 | 198.339 | 0.34463 | 0 | 0 | 1.4135 | 0.75018 | 0.71267 | 0 | 0 | 0.31869 | 6.0061 | 0.31869 | 0 | 0.31869 | 22.2862 | 96.8192 | 0 | 1.7312 | 1.7312 | 0.20624 | 1.7312 | 0 | 0.78394 | 1.1308 | 0 | 7.4197
2025-08-16 16:00 | 0.39735 | 24.7631 | 91.391 | 69.8059 | 0.33814 | 1.0754 | 0.74624 | 0.74624 | 0.74624 | 144.1037 | 0.060456 | 0 | 0 | 1.0754 | 0.78551 | 0.74624 | 0 | 0 | 0.22939 | 6.0061 | 0.22939 | 0 | 0.22939 | 22.4914 | 97.7105 | 0 | 1.8127 | 1.8127 | 0.21596 | 1.8127 | 0 | 0.82086 | 0.86029 | 0 | 7.0815
2025-08-16 17:00 | 0.17445 | 12.0482 | 98.9009 | 84.3478 | 0.10399 | 0.33069 | 0.87807 | 0.87807 | 0.87807 | 37.6613 | 0 | 0 | 0 | 0.33069 | 0.92428 | 0.87807 | 0 | 0 | 0.16511 | 6.0061 | 0 | 0.59359 | -0.59359 | 21.8278 | 94.8274 | 0 | 2.1329 | 2.1329 | 0.25411 | 2.1329 | 0 | 0.96587 | 0.26455 | 0 | 6.3368
2025-08-16 18:00 | 0.017808 | 0 | 106.506 | 90 | 0 | 0 | 0.54157 | 0.54157 | 0.54157 | 0 | 0 | 1.1102e-16 | 0 | 0 | 0.57007 | 0.54157 | 0 | 0 | 0.76975 | 6.0061 | 0 | 0.57007 | -0.57007 | 21.1904 | 92.0584 | 0 | 1.3155 | 1.3155 | 0.15673 | 1.3155 | 0 | 0.59573 | 0 | 0 | 6.0061
2025-08-16 19:00 | 0 | 0 | 114.9054 | 90 | 0 | 0 | 0.53026 | 0.53026 | 0.53026 | 0 | 0 | 1.1102e-16 | 0 | 0 | 0.55817 | 0.53026 | 0 | 0 | 1.221 | 6.0061 | 0 | 0.55817 | -0.55817 | 20.5663 | 89.3473 | 0 | 1.2881 | 1.2881 | 0.15346 | 1.2881 | 0 | 0.58329 | 0 | 0 | 6.0061
2025-08-16 20:00 | 0 | 0 | 124.8604 | 90 | 0 | 0 | 0.81386 | 0.81386 | 0.81386 | 0 | 0 | 1.1102e-16 | 0 | 0 | 0.8567 | 0.81386 | 0 | 0 | 1.6074 | 6.0061 | 0 | 0.8567 | -0.8567 | 19.6085 | 85.1862 | 0 | 1.977 | 1.977 | 0.23553 | 1.977 | 0 | 0.89525 | 0 | 0 | 6.0061
2025-08-16 21:00 | 0 | 0 | 137.2815 | 90 | 0 | 0 | 0.39832 | 0.39832 | 0.39832 | 0 | 0 | 5.5511e-17 | 0 | 0 | 0.41928 | 0.39832 | 0 | 0 | 2.2397 | 6.0061 | 0 | 0.41928 | -0.41928 | 19.1397 | 83.1497 | 0 | 0.96756 | 0.96756 | 0.11527 | 0.96756 | 0 | 0.43815 | 0 | 0 | 6.0061
2025-08-16 22:00 | 0 | 0 | 153.0369 | 90 | 0 | 0 | 0.93843 | 0.93843 | 0.93843 | 0 | 0 | 1.1102e-16 | 0 | 0 | 0.98782 | 0.93843 | 0 | 0 | 2.4239 | 6.0061 | 0 | 0.98782 | -0.98782 | 18.0353 | 78.3518 | 0 | 2.2795 | 2.2795 | 0.27158 | 2.2795 | 0 | 1.0323 | 0 | 0 | 6.0061
2025-08-16 23:00 | 0 | 0 | 172.0931 | 90 | 0 | 0 | 0.75158 | 0.75158 | 0.75158 | 0 | 0 | 0 | 0 | 0 | 0.79114 | 0.75158 | 0 | 0 | 3.1614 | 6.0061 | 0 | 0.79114 | -0.79114 | 17.1508 | 74.5091 | 0 | 1.8257 | 1.8257 | 0.2175 | 1.8257 | 0 | 0.82674 | 0 | 0 | 6.0061
2025-08-17 | 0 | 0 | -167.4604 | 90 | 0 | 0 | 0.24903 | 0.24903 | 0.24903 | 0 | 0 | 0 | 0 | 0 | 0.26214 | 0.24903 | 0 | 0 | 3.6535 | 6.0061 | 0 | 0.26214 | -0.26214 | 16.8577 | 73.2358 | 0 | 0.60579 | 0.60579 | 0.072172 | 0.60579 | 0 | 0.27394 | 0 | 0 | 6.0061
2025-08-17 01:00 | 0 | 0 | -148.9498 | 90 | 0 | 0 | 0.29916 | 0.29916 | 0.29916 | 0 | 0 | 5.5511e-17 | 0 | 0 | 0.31491 | 0.29916 | 0 | 0 | 3.6713 | 6.0061 | 0 | 0.31491 | -0.31491 | 16.5056 | 71.7063 | 0 | 0.72773 | 0.72773 | 0.086699 | 0.72773 | 0 | 0.32908 | 0 | 0 | 6.0061
2025-08-17 02:00 | 0 | 0 | -133.9515 | 90 | 0 | 0 | 0.38598 | 0.38598 | 0.38598 | 0 | 0 | 5.5511e-17 | 0 | 0 | 0.40629 | 0.38598 | 0 | 0 | 3.8183 | 6.0061 | 0 | 0.40629 | -0.40629 | 16.0514 | 69.7329 | 0 | 0.93892 | 0.93892 | 0.11186 | 0.93892 | 0 | 0.42458 | 0 | 0 | 6.0061
2025-08-17 03:00 | 0 | 0 | -122.1567 | 90 | 0 | 0 | 0.30685 | 0.30685 | 0.30685 | 0 | 0 | 5.5511e-17 | 0 | 0 | 0.323 | 0.30685 | 0 | 0 | 4.0748 | 6.0061 | 0 | 0.323 | -0.323 | 15.6903 | 68.164 | 0 | 0.74644 | 0.74644 | 0.088928 | 0.74644 | 0 | 0.33754 | 0 | 0 | 6.0061
2025-08-17 04:00 | 0 | 0 | -112.6212 | 90 | 0 | 0 | 0.45726 | 0.45726 | 0.45726 | 0 | 0 | 5.5511e-17 | 0 | 0 | 0.48132 | 0.45726 | 0 | 0 | 4.2546 | 5.7985 | 0 | 0.48132 | -0.48132 | 15.1521 | 65.8261 | 0 | 1.1123 | 1.1123 | 0.13252 | 1.1123 | 0 | 0.50298 | 0 | 0 | 5.7985
2025-08-17 05:00 | 0.04796 | 2.2128 | -104.455 | 95.6137 | 0.0049029 | 0.015592 | 0.33225 | 0.33225 | 0.33225 | 4.6928 | 0 | 0 | 0 | 0.015592 | 0.34974 | 0.33225 | 0 | 0 | 4.5884 | 5.3172 | 0 | 0.33414 | -0.33414 | 14.7785 | 64.2032 | 0 | 0.80822 | 0.80822 | 0.096288 | 0.80822 | 0 | 0.36547 | 0.012474 | 0 | 5.3328
2025-08-17 06:00 | 0.28651 | 14.7591 | -96.9172 | 81.0281 | 0.18427 | 0.58601 | 0.26442 | 0.26442 | 0.26442 | 221.6179 | 0 | 0 | 0 | 0.58601 | 0.27834 | 0.26442 | 0 | 0 | 4.771 | 4.983 | 0.30767 | 0 | 0.30767 | 15.0537 | 65.3987 | 0 | 0.64323 | 0.64323 | 0.076632 | 0.64323 | 0 | 0.29087 | 0.46881 | 0 | 5.569
2025-08-17 07:00 | 0.52706 | 27.5064 | -89.2931 | 66.4784 | 0.46523 | 1.4795 | 0.40782 | 0.40782 | 0.40782 | 362.7801 | 0 | 0 | 0 | 1.4795 | 0.42929 | 0.40782 | 0 | 0 | 4.4474 | 5.2292 | 1.0502 | 0 | 1.0502 | 15.9931 | 69.4795 | 0 | 0.99205 | 0.99205 | 0.11819 | 0.99205 | 0 | 0.4486 | 1.1836 | 0 | 6.7086
2025-08-17 08:00 | 0.69661 | 40.2237 | -80.6463 | 52.0452 | 0.67346 | 2.1417 | 0.38731 | 0.38731 | 0.38731 | 552.9736 | 0 | 0 | 0 | 2.1417 | 0.4077 | 0.38731 | 0 | 0 | 3.6868 | 6.0061 | 1.734 | 0 | 1.734 | 17.544 | 76.2174 | 0 | 0.94216 | 0.94216 | 0.11225 | 0.94216 | 0 | 0.42604 | 1.7134 | 0 | 8.1479
2025-08-17 09:00 | 0.89988 | 52.561 | -69.2595 | 37.9012 | 0.90548 | 2.8796 | 0.35277 | 0.35277 | 0.35277 | 816.2802 | 0 | 0 | 0 | 2.8796 | 0.37133 | 0.35277 | 0 | 0 | 2.5692 | 6.0061 | 2.5082 | 0 | 2.5082 | 19.7875 | 85.9637 | 0 | 0.85813 | 0.85813 | 0.10223 | 0.85813 | 0 | 0.38804 | 2.3037 | 0 | 8.8857
2025-08-17 10:00 | 0.98898 | 63.6923 | -51.1018 | 24.5874 | 1.0143 | 3.2257 | 0.4115 | 0.4115 | 0.4115 | 783.8906 | 1.7537 | 0 | 0 | 3.2257 | 0.43316 | 0.4115 | 0 | 0 | 1.0389 | 6.0061 | 1.0389 | 0 | 1.0389 | 20.7167 | 90.0005 | 0 | 1.001 | 1.001 | 0.11926 | 1.001 | 0 | 0.45265 | 2.5806 | 0 | 9.2319
2025-08-17 11:00 | 1.0165 | 71.0975 | -17.5738 | 14.6215 | 1.0504 | 3.3404 | 0.48612 | 0.48612 | 0.48612 | 687.1561 | 2.1076 | 0 | 0 | 3.3404 | 0.5117 | 0.48612 | 0 | 0 | 0.72112 | 6.0061 | 0.72112 | 0 | 0.72112 | 21.3617 | 92.8026 | 0 | 1.1825 | 1.1825 | 0.14088 | 1.1825 | 0 | 0.53473 | 2.6723 | 0 | 9.3465
2025-08-17 12:00 | 0.99165 | 69.9763 | 27.0954 | 16.2685 | 1.0236 | 3.2552 | 0.6125 | 0.6125 | 0.6125 | 531.4573 | 2.0914 | 0 | 0 | 3.2552 | 0.64474 | 0.6125 | 0 | 0 | 0.51905 | 6.0061 | 0.51905 | 0 | 0.51905 | 21.8259 | 94.8194 | 0 | 1.4878 | 1.4878 | 0.17725 | 1.4878 | 0 | 0.67375 | 2.6041 | 0 | 9.2613
2025-08-17 13:00 | 0.91016 | 61.3197 | 56.2632 | 27.5157 | 0.93001 | 2.9576 | 0.79508 | 0.79508 | 0.79508 | 371.9854 | 1.7471 | 0 | 0 | 2.9576 | 0.83693 | 0.79508 | 0 | 0 | 0.3736 | 6.0061 | 0.3736 | 0 | 0.3736 | 22.1601 | 96.2711 | 0 | 1.9313 | 1.9313 | 0.23009 | 1.9313 | 0 | 0.87459 | 2.3661 | 0 | 8.9637
2025-08-17 14:00 | 0.8434 | 49.782 | 72.2754 | 41.1169 | 0.84277 | 2.6802 | 0.61284 | 0.61284 | 0.61284 | 437.3326 | 1.7661 | 0 | 0 | 2.6802 | 0.6451 | 0.61284 | 0 | 0 | 0.26891 | 6.0061 | 0.26891 | 0 | 0.26891 | 22.4006 | 97.316 | 0 | 1.4887 | 1.4887 | 0.17735 | 1.4887 | 0 | 0.67413 | 2.1441 | 0 | 8.6863
2025-08-17 15:00 | 0.7132 | 37.3113 | 82.7977 | 55.3534 | 0.67968 | 2.1615 | 1.0606 | 1.0606 | 1.0606 | 203.7901 | 0.85146 | 0 | 0 | 2.1615 | 1.1165 | 1.0606 | 0 | 0 | 0.19356 | 6.0061 | 0.19356 | 0 | 0.19356 | 22.5737 | 98.0682 | 0 | 2.5764 | 2.5764 | 0.30695 | 2.5764 | 0 | 1.1667 | 1.7292 | 0 | 8.1676
2025-08-17 16:00 | 0.41187 | 24.5633 | 91.0992 | 69.8235 | 0.35135 | 1.1173 | 0.8492 | 0.8492 | 0.8492 | 131.5762 | 0.084132 | 0 | 0 | 1.1173 | 0.89389 | 0.8492 | 0 | 0 | 0.13932 | 6.0061 | 0.13932 | 0 | 0.13932 | 22.6983 | 98.6095 | 0 | 2.0628 | 2.0628 | 0.24575 | 2.0628 | 0 | 0.93411 | 0.89387 | 0 | 7.1235
2025-08-17 17:00 | 0.18103 | 11.8431 | 98.6341 | 84.3871 | 0.10323 | 0.32828 | 0.69355 | 0.69355 | 0.69355 | 47.3342 | 0 | 1.1102e-16 | 0 | 0.32828 | 0.73005 | 0.69355 | 0 | 0 | 0.10028 | 6.0061 | 0 | 0.40176 | -0.40176 | 22.2491 | 96.6581 | 0 | 1.6847 | 1.6847 | 0.20071 | 1.6847 | 0 | 0.7629 | 0.26263 | 0 | 6.3344
2025-08-17 18:00 | 0.015159 | 0 | 106.2552 | 90 | 0 | 0 | 0.82146 | 0.82146 | 0.82146 | 0 | 0 | 1.1102e-16 | 0 | 0 | 0.8647 | 0.82146 | 0 | 0 | 0.50451 | 6.0061 | 0 | 0.8647 | -0.8647 | 21.2824 | 92.4581 | 0 | 1.9954 | 1.9954 | 0.23773 | 1.9954 | 0 | 0.90361 | 0 | 0 | 6.0061
2025-08-17 19:00 | 0 | 0 | 114.6669 | 90 | 0 | 0 | 0.58088 | 0.58088 | 0.58088 | 0 | 0 | 1.1102e-16 | 0 | 0 | 0.61145 | 0.58088 | 0 | 0 | 1.2269 | 6.0061 | 0 | 0.61145 | -0.61145 | 20.5987 | 89.4882 | 0 | 1.411 | 1.411 | 0.1681 | 1.411 | 0 | 0.63897 | 0 | 0 | 6.0061
2025-08-17 20:00 | 0 | 0 | 124.6379 | 90 | 0 | 0 | 0.7873 | 0.7873 | 0.7873 | 0 | 0 | 1.1102e-16 | 0 | 0 | 0.82874 | 0.7873 | 0 | 0 | 1.6335 | 6.0061 | 0 | 0.82874 | -0.82874 | 19.6722 | 85.4629 | 0 | 1.9125 | 1.9125 | 0.22784 | 1.9125 | 0 | 0.86603 | 0 | 0 | 6.0061
2025-08-17 21:00 | 0 | 0 | 137.0928 | 90 | 0 | 0 | 0.93858 | 0.93858 | 0.93858 | 0 | 0 | 1.1102e-16 | 0 | 0 | 0.98798 | 0.93858 | 0 | 0 | 2.2158 | 6.0061 | 0 | 0.98798 | -0.98798 | 18.5676 | 80.6641 | 0 | 2.2799 | 2.2799 | 0.27162 | 2.2799 | 0 | 1.0324 | 0 | 0 | 6.0061
2025-08-17 22:00 | 0 | 0 | 152.9216 | 90 | 0 | 0 | 0.41693 | 0.41693 | 0.41693 | 0 | 0 | 5.5511e-17 | 0 | 0 | 0.43888 | 0.41693 | 0 | 0 | 2.9037 | 6.0061 | 0 | 0.43888 | -0.43888 | 18.0769 | 78.5325 | 0 | 1.0128 | 1.0128 | 0.12066 | 1.0128 | 0 | 0.45863 | 0 | 0 | 6.0061
2025-08-17 23:00 | 0 | 0 | 172.1032 | 90 | 0 | 0 | 0.92884 | 0.92884 | 0.92884 | 0 | 0 | 0 | 0 | 0 | 0.97772 | 0.92884 | 0 | 0 | 3.058 | 6.0061 | 0 | 0.97772 | -0.97772 | 16.9838 | 73.7835 | 0 | 2.2563 | 2.2563 | 0.2688 | 2.2563 | 0 | 1.0217 | 0 | 0 | 6.0061
2025-08-18 | 0 | 0 | -167.3037 | 90 | 0 | 0 | 0.37755 | 0.37755 | 0.37755 | 0 | 0 | 5.5511e-17 | 0 | 0 | 0.39742 | 0.37755 | 0 | 0 | 3.7626 | 6.0061 | 0 | 0.39742 | -0.39742 | 16.5395 | 71.8532 | 0 | 0.91841 | 0.91841 | 0.10942 | 0.91841 | 0 | 0.4153 | 0 | 0 | 6.0061
2025-08-18 01:00 | 0 | 0 | -148.6974 | 90 | 0 | 0 | 0.35525 | 0.35525 | 0.35525 | 0 | 0 | 0 | 0 | 0 | 0.37395 | 0.35525 | 0 | 0 | 3.8927 | 6.0061 | 0 | 0.37395 | -0.37395 | 16.1214 | 70.0369 | 0 | 0.86417 | 0.86417 | 0.10295 | 0.86417 | 0 | 0.39078 | 0 | 0 | 6.0061
2025-08-18 02:00 | 0 | 0 | -133.6603 | 90 | 0 | 0 | 0.41224 | 0.41224 | 0.41224 | 0 | 0 | 5.5511e-17 | 0 | 0 | 0.43393 | 0.41224 | 0 | 0 | 4.0678 | 6.0061 | 0 | 0.43393 | -0.43393 | 15.6362 | 67.9292 | 0 | 1.0028 | 1.0028 | 0.11947 | 1.0028 | 0 | 0.45346 | 0 | 0 | 6.0061
2025-08-18 03:00 | 0 | 0 | -121.856 | 90 | 0 | 0 | 0.40263 | 0.40263 | 0.40263 | 0 | 0 | 5.5511e-17 | 0 | 0 | 0.42383 | 0.40263 | 0 | 0 | 4.3291 | 5.7501 | 0 | 0.42383 | -0.42383 | 15.1624 | 65.8706 | 0 | 0.97943 | 0.97943 | 0.11669 | 0.97943 | 0 | 0.4429 | 0 | 0 | 5.7501
2025-08-18 04:00 | 0 | 0 | -112.3184 | 90 | 0 | 0 | 0.25002 | 0.25002 | 0.25002 | 0 | 0 | 0 | 0 | 0 | 0.26318 | 0.25002 | 0 | 0 | 4.5864 | 5.3263 | 0 | 0.26318 | -0.26318 | 14.8681 | 64.5923 | 0 | 0.6082 | 0.6082 | 0.072459 | 0.6082 | 0 | 0.27503 | 0 | 0 | 5.3263
2025-08-18 05:00 | 0.029187 | 2.0786 | -104.1465 | 95.5718 | 0.01867 | 0.059373 | 0.49255 | 0.49255 | 0.49255 | 12.0542 | 0 | 0 | 0 | 0.059373 | 0.51848 | 0.49255 | 0 | 0 | 4.7032 | 5.0631 | 0 | 0.4591 | -0.4591 | 14.3548 | 62.3624 | 0 | 1.1982 | 1.1982 | 0.14274 | 1.1982 | 0 | 0.54181 | 0.047498 | 0 | 5.1225
2025-08-18 06:00 | 0.20639 | 14.6377 | -96.593 | 80.966 | 0.14869 | 0.47287 | 0.39185 | 0.39185 | 0.39185 | 120.6756 | 0 | 0 | 0 | 0.47287 | 0.41248 | 0.39185 | 0 | 0 | 5.0223 | 4.604 | 0.060394 | 0 | 0.060394 | 14.4088 | 62.5971 | 0 | 0.95321 | 0.95321 | 0.11356 | 0.95321 | 0 | 0.43104 | 0.3783 | 0 | 5.0769
2025-08-18 07:00 | 0.40348 | 27.3888 | -88.9381 | 66.3948 | 0.36224 | 1.152 | 0.32702 | 0.32702 | 0.32702 | 352.2678 | 0 | 0 | 0 | 1.152 | 0.34423 | 0.32702 | 0 | 0 | 4.8675 | 4.6523 | 0.80776 | 0 | 0.80776 | 15.1313 | 65.7358 | 0 | 0.7955 | 0.7955 | 0.094773 | 0.7955 | 0 | 0.35972 | 0.92159 | 0 | 5.8043
2025-08-18 08:00 | 0.55664 | 40.0985 | -80.2379 | 51.935 | 0.53943 | 1.7155 | 0.40654 | 0.40654 | 0.40654 | 421.9748 | 0 | 0 | 0 | 1.7155 | 0.42793 | 0.40654 | 0 | 0 | 4.2465 | 5.2986 | 1.2875 | 0 | 1.2875 | 16.2829 | 70.7388 | 0 | 0.98893 | 0.98893 | 0.11782 | 0.98893 | 0 | 0.44719 | 1.3724 | 0 | 7.014
2025-08-18 09:00 | 0.68937 | 52.4098 | -68.7663 | 37.7528 | 0.69098 | 2.1974 | 0.41262 | 0.41262 | 0.41262 | 532.5508 | 0 | 0 | 0 | 2.1974 | 0.43434 | 0.41262 | 0 | 0 | 3.4043 | 6.0061 | 1.7631 | 0 | 1.7631 | 17.8599 | 77.5897 | 0 | 1.0037 | 1.0037 | 0.11958 | 1.0037 | 0 | 0.45389 | 1.7579 | 0 | 8.2036
2025-08-18 10:00 | 0.69812 | 63.4815 | -50.5127 | 24.3725 | 0.70331 | 2.2366 | 0.50504 | 0.50504 | 0.50504 | 442.8655 | 0 | 0 | 0 | 2.2366 | 0.53162 | 0.50504 | 0 | 0 | 2.334 | 6.0061 | 1.705 | 0 | 1.705 | 19.3849 | 84.2149 | 0 | 1.2285 | 1.2285 | 0.14636 | 1.2285 | 0 | 0.55554 | 1.7893 | 0 | 8.2428
2025-08-18 11:00 | 0.77631 | 70.7894 | -17.1609 | 14.297 | 0.79132 | 2.5165 | 0.26315 | 0.26315 | 0.26315 | 956.308 | 0.82611 | 0 | 0 | 2.5165 | 0.277 | 0.26315 | 0 | 0 | 1.4134 | 6.0061 | 1.4134 | 0 | 1.4134 | 20.6491 | 89.707 | 0 | 0.64013 | 0.64013 | 0.076263 | 0.64013 | 0 | 0.28947 | 2.0132 | 0 | 8.5227
2025-08-18 12:00 | 0.79234 | 69.6514 | 26.8449 | 16.0258 | 0.80949 | 2.5743 | 0.76487 | 0.76487 | 0.76487 | 336.5673 | 1.0269 | 0 | 0 | 2.5743 | 0.80513 | 0.76487 | 0 | 0 | 0.74229 | 6.0061 | 0.74229 | 0 | 0.74229 | 21.313 | 92.5913 | 0 | 1.858 | 1.858 | 0.22135 | 1.858 | 0 | 0.84136 | 2.0594 | 0 | 8.5805
2025-08-18 13:00 | 0.88615 | 61.055 | 55.833 | 27.4087 | 0.90799 | 2.8876 | 0.63129 | 0.63129 | 0.63129 | 457.408 | 1.6888 | 0 | 0 | 2.8876 | 0.66452 | 0.63129 | 0 | 0 | 0.53428 | 6.0061 | 0.53428 | 0 | 0.53428 | 21.7909 | 94.6674 | 0 | 1.5335 | 1.5335 | 0.18269 | 1.5335 | 0 | 0.69442 | 2.3101 | 0 | 8.8937
2025-08-18 14:00 | 0.74407 | 49.5565 | 71.8899 | 41.0746 | 0.74519 | 2.3698 | 0.55858 | 0.55858 | 0.55858 | 424.2592 | 1.3973 | 0 | 0 | 2.3698 | 0.58798 | 0.55858 | 0 | 0 | 0.38456 | 6.0061 | 0.38456 | 0 | 0.38456 | 22.1349 | 96.1617 | 0 | 1.3569 | 1.3569 | 0.16165 | 1.3569 | 0 | 0.61444 | 1.8959 | 0 | 8.376
2025-08-18 15:00 | 0.60268 | 37.1031 | 82.4662 | 55.3481 | 0.57702 | 1.835 | 0.93484 | 0.93484 | 0.93484 | 196.2942 | 0.57419 | 0 | 0 | 1.835 | 0.98404 | 0.93484 | 0 | 0 | 0.2768 | 6.0061 | 0.2768 | 0 | 0.2768 | 22.3825 | 97.2373 | 0 | 2.2708 | 2.2708 | 0.27054 | 2.2708 | 0 | 1.0283 | 1.468 | 0 | 7.8412
2025-08-18 16:00 | 0.36456 | 24.3589 | 90.8059 | 69.8441 | 0.31645 | 1.0064 | 0.71069 | 0.71069 | 0.71069 | 141.6025 | 0.059024 | 0 | 0 | 1.0064 | 0.7481 | 0.71069 | 0 | 0 | 0.19924 | 6.0061 | 0.19924 | 0 | 0.19924 | 22.5607 | 98.0114 | 0 | 1.7263 | 1.7263 | 0.20567 | 1.7263 | 0 | 0.78176 | 0.80509 | 0 | 7.0125
2025-08-18 17:00 | 0.14566 | 11.6336 | 98.3654 | 84.429 | 0.10139 | 0.32244 | 0.83751 | 0.83751 | 0.83751 | 38.4999 | 0 | 1.1102e-16 | 0 | 0.32244 | 0.88159 | 0.83751 | 0 | 0 | 0.14341 | 6.0061 | 0 | 0.55915 | -0.55915 | 21.9355 | 95.2956 | 0 | 2.0344 | 2.0344 | 0.24237 | 2.0344 | 0 | 0.92126 | 0.25795 | 0 | 6.3286
2025-08-18 18:00 | 0.012961 | 0 | 106.0025 | 90 | 0 | 0 | 0.76027 | 0.76027 | 0.76027 | 0 | 0 | 1.1102e-16 | 0 | 0 | 0.80029 | 0.76027 | 0 | 0 | 0.70767 | 6.0061 | 0 | 0.80029 | -0.80029 | 21.0408 | 91.4085 | 0 | 1.8468 | 1.8468 | 0.22002 | 1.8468 | 0 | 0.8363 | 0 | 0 | 6.0061
2025-08-18 19:00 | 0 | 0 | 114.4263 | 90 | 0 | 0 | 0.5519 | 0.5519 | 0.5519 | 0 | 0 | 1.1102e-16 | 0 | 0 | 0.58095 | 0.5519 | 0 | 0 | 1.3666 | 6.0061 | 0 | 0.58095 | -0.58095 | 20.3912 | 88.5867 | 0 | 1.3406 | 1.3406 | 0.15972 | 1.3406 | 0 | 0.6071 | 0 | 0 | 6.0061
2025-08-18 20:00 | 0 | 0 | 124.4134 | 90 | 0 | 0 | 0.72796 | 0.72796 | 0.72796 | 0 | 0 | 1.1102e-16 | 0 | 0 | 0.76628 | 0.72796 | 0 | 0 | 1.7384 | 6.0061 | 0 | 0.76628 | -0.76628 | 19.5345 | 84.8648 | 0 | 1.7683 | 1.7683 | 0.21067 | 1.7683 | 0 | 0.80076 | 0 | 0 | 6.0061
2025-08-18 21:00 | 0 | 0 | 136.9024 | 90 | 0 | 0 | 0.93213 | 0.93213 | 0.93213 | 0 | 0 | 1.1102e-16 | 0 | 0 | 0.98119 | 0.93213 | 0 | 0 | 2.2707 | 6.0061 | 0 | 0.98119 | -0.98119 | 18.4375 | 80.099 | 0 | 2.2643 | 2.2643 | 0.26976 | 2.2643 | 0 | 1.0253 | 0 | 0 | 6.0061
2025-08-18 22:00 | 0 | 0 | 152.8061 | 90 | 0 | 0 | 0.48171 | 0.48171 | 0.48171 | 0 | 0 | 5.5511e-17 | 0 | 0 | 0.50707 | 0.48171 | 0 | 0 | 2.9647 | 6.0061 | 0 | 0.50707 | -0.50707 | 17.8706 | 77.6362 | 0 | 1.1701 | 1.1701 | 0.13941 | 1.1701 | 0 | 0.52988 | 0 | 0 | 6.0061
2025-08-18 23:00 | 0 | 0 | 172.1164 | 90 | 0 | 0 | 0.94555 | 0.94555 | 0.94555 | 0 | 0 | 1.1102e-16 | 0 | 0 | 0.99532 | 0.94555 | 0 | 0 | 3.1866 | 6.0061 | 0 | 0.99532 | -0.99532 | 16.7578 | 72.8018 | 0 | 2.2969 | 2.2969 | 0.27364 | 2.2969 | 0 | 1.0401 | 0 | 0 | 6.0061
2025-08-19 | 0 | 0 | -167.1407 | 90 | 0 | 0 | 0.44563 | 0.44563 | 0.44563 | 0 | 0 | 5.5511e-17 | 0 | 0 | 0.46908 | 0.44563 | 0 | 0 | 3.8993 | 6.0061 | 0 | 0.46908 | -0.46908 | 16.2334 | 70.5234 | 0 | 1.084 | 1.084 | 0.12915 | 1.084 | 0 | 0.49019 | 0 | 0 | 6.0061
2025-08-19 01:00 | 0 | 0 | -148.4378 | 90 | 0 | 0 | 0.3314 | 0.3314 | 0.3314 | 0 | 0 | 5.5511e-17 | 0 | 0 | 0.34884 | 0.3314 | 0 | 0 | 4.0876 | 6.0061 | 0 | 0.34884 | -0.34884 | 15.8433 | 68.829 | 0 | 0.80615 | 0.80615 | 0.096042 | 0.80615 | 0 | 0.36454 | 0 | 0 | 6.0061
2025-08-19 02:00 | 0 | 0 | -133.3624 | 90 | 0 | 0 | 0.27904 | 0.27904 | 0.27904 | 0 | 0 | 0 | 0 | 0 | 0.29372 | 0.27904 | 0 | 0 | 4.2264 | 5.9354 | 0 | 0.29372 | -0.29372 | 15.5149 | 67.4023 | 0 | 0.67877 | 0.67877 | 0.080866 | 0.67877 | 0 | 0.30694 | 0 | 0 | 5.9354
2025-08-19 03:00 | 0 | 0 | -121.5497 | 90 | 0 | 0 | 0.41515 | 0.41515 | 0.41515 | 0 | 0 | 0 | 0 | 0 | 0.437 | 0.41515 | 0 | 0 | 4.3598 | 5.6417 | 0 | 0.437 | -0.437 | 15.0264 | 65.2798 | 0 | 1.0099 | 1.0099 | 0.12031 | 1.0099 | 0 | 0.45666 | 0 | 0 | 5.6417
2025-08-19 04:00 | 0 | 0 | -112.0107 | 90 | 0 | 0 | 0.36557 | 0.36557 | 0.36557 | 0 | 0 | 5.5511e-17 | 0 | 0 | 0.38481 | 0.36557 | 0 | 0 | 4.6496 | 5.2047 | 0 | 0.38481 | -0.38481 | 14.5961 | 63.4107 | 0 | 0.88926 | 0.88926 | 0.10594 | 0.88926 | 0 | 0.40212 | 0 | 0 | 5.2047
2025-08-19 05:00 | 0.035879 | 1.9444 | -103.8333 | 95.5273 | 0.012435 | 0.039547 | 0.3421 | 0.3421 | 0.3421 | 11.5599 | 0 | 5.5511e-17 | 0 | 0.039547 | 0.36011 | 0.3421 | 0 | 0 | 4.8826 | 4.8199 | 0 | 0.32056 | -0.32056 | 14.2377 | 61.8537 | 0 | 0.83219 | 0.83219 | 0.099144 | 0.83219 | 0 | 0.37631 | 0.031637 | 0 | 4.8594
2025-08-19 06:00 | 0.20466 | 14.5161 | -96.2644 | 80.9017 | 0.14894 | 0.47364 | 0.35513 | 0.35513 | 0.35513 | 133.3734 | 0 | 0 | 0 | 0.47364 | 0.37382 | 0.35513 | 0 | 0 | 5.0616 | 4.4993 | 0.099826 | 0 | 0.099826 | 14.327 | 62.2416 | 0 | 0.86386 | 0.86386 | 0.10292 | 0.86386 | 0 | 0.39064 | 0.37891 | 0 | 4.9729
2025-08-19 07:00 | 0.4845 | 27.2706 | -88.5786 | 66.3091 | 0.43385 | 1.3797 | 0.23756 | 0.23756 | 0.23756 | 580.7979 | 0 | 0 | 0 | 1.3797 | 0.25006 | 0.23756 | 0 | 0 | 4.8931 | 4.5792 | 1.1297 | 0 | 1.1297 | 15.3374 | 66.6312 | 0 | 0.57787 | 0.57787 | 0.068845 | 0.57787 | 0 | 0.26131 | 1.1038 | 0 | 5.9589
2025-08-19 08:00 | 0.67768 | 39.9721 | -79.825 | 51.8231 | 0.66137 | 2.1033 | 0.40857 | 0.40857 | 0.40857 | 514.7835 | 0 | 0 | 0 | 2.1033 | 0.43008 | 0.40857 | 0 | 0 | 4.0524 | 5.4829 | 1.6732 | 0 | 1.6732 | 16.834 | 73.1327 | 0 | 0.99388 | 0.99388 | 0.11841 | 0.99388 | 0 | 0.44943 | 1.6826 | 0 | 7.5862
2025-08-19 09:00 | 0.91398 | 52.2563 | -68.2689 | 37.6029 | 0.92684 | 2.9475 | 0.34167 | 0.34167 | 0.34167 | 862.6735 | 0 | 0 | 0 | 2.9475 | 0.35965 | 0.34167 | 0 | 0 | 2.9781 | 6.0061 | 2.5879 | 0 | 2.5879 | 19.1486 | 83.1883 | 0 | 0.83114 | 0.83114 | 0.099019 | 0.83114 | 0 | 0.37584 | 2.358 | 0 | 8.9537
2025-08-19 10:00 | 1 | 63.2672 | -49.9224 | 24.156 | 1.0327 | 3.2841 | 0.24621 | 0.24621 | 0.24621 | 1333.821 | 1.6418 | 0 | 0 | 3.2841 | 0.25917 | 0.24621 | 0 | 0 | 1.3831 | 6.0061 | 1.3831 | 0 | 1.3831 | 20.3857 | 88.5626 | 0 | 0.59893 | 0.59893 | 0.071354 | 0.59893 | 0 | 0.27084 | 2.6272 | 0 | 9.2902
2025-08-19 11:00 | 1.1095 | 70.4773 | -16.7505 | 13.9684 | 1.1547 | 3.6721 | 0.34791 | 0.34791 | 0.34791 | 1055.48 | 2.4811 | 0 | 0 | 3.6721 | 0.36622 | 0.34791 | 0 | 0 | 0.82482 | 6.0061 | 0.82482 | 0 | 0.82482 | 21.1234 | 91.7676 | 0 | 0.84631 | 0.84631 | 0.10083 | 0.84631 | 0 | 0.3827 | 2.9377 | 0 | 9.6783
2025-08-19 12:00 | 0.92478 | 69.3215 | 26.6041 | 15.7849 | 0.95889 | 3.0494 | 0.6892 | 0.6892 | 0.6892 | 442.4644 | 1.7303 | 0 | 0 | 3.0494 | 0.72547 | 0.6892 | 0 | 0 | 0.59369 | 6.0061 | 0.59369 | 0 | 0.59369 | 21.6544 | 94.0745 | 0 | 1.6741 | 1.6741 | 0.19945 | 1.6741 | 0 | 0.75812 | 2.4396 | 0 | 9.0556
2025-08-19 13:00 | 0.87815 | 60.7844 | 55.4078 | 27.3057 | 0.90258 | 2.8704 | 0.83854 | 0.83854 | 0.83854 | 342.304 | 1.5604 | 0 | 0 | 2.8704 | 0.88267 | 0.83854 | 0 | 0 | 0.42733 | 6.0061 | 0.42733 | 0 | 0.42733 | 22.0367 | 95.7349 | 0 | 2.0369 | 2.0369 | 0.24267 | 2.0369 | 0 | 0.92239 | 2.2963 | 0 | 8.8765
2025-08-19 14:00 | 0.72122 | 49.3255 | 71.5052 | 41.0359 | 0.72426 | 2.3033 | 0.74354 | 0.74354 | 0.74354 | 309.7716 | 1.213 | 0 | 0 | 2.3033 | 0.78267 | 0.74354 | 0 | 0 | 0.30758 | 6.0061 | 0.30758 | 0 | 0.30758 | 22.3117 | 96.9301 | 0 | 1.8061 | 1.8061 | 0.21518 | 1.8061 | 0 | 0.81789 | 1.8426 | 0 | 8.3094
2025-08-19 15:00 | 0.52485 | 36.8898 | 82.1339 | 55.3459 | 0.50445 | 1.6042 | 0.58112 | 0.58112 | 0.58112 | 276.0566 | 0.77113 | 0 | 0 | 1.6042 | 0.61171 | 0.58112 | 0 | 0 | 0.22139 | 6.0061 | 0.22139 | 0 | 0.22139 | 22.5098 | 97.7903 | 0 | 1.4116 | 1.4116 | 0.16817 | 1.4116 | 0 | 0.63924 | 1.2834 | 0 | 7.6104
2025-08-19 16:00 | 0.41255 | 24.1499 | 90.5111 | 69.8676 | 0.35603 | 1.1322 | 0.68912 | 0.68912 | 0.68912 | 164.3021 | 0.2475 | 0 | 0 | 1.1322 | 0.72539 | 0.68912 | 0 | 0 | 0.15935 | 6.0061 | 0.15935 | 0 | 0.15935 | 22.6523 | 98.4095 | 0 | 1.674 | 1.674 | 0.19943 | 1.674 | 0 | 0.75804 | 0.9058 | 0 | 7.1384
2025-08-19 17:00 | 0.18533 | 11.4197 | 98.0951 | 84.4735 | 0.10247 | 0.32588 | 0.78271 | 0.78271 | 0.78271 | 41.6348 | 0 | 0 | 0 | 0.32588 | 0.8239 | 0.78271 | 0 | 0 | 0.1147 | 6.0061 | 0 | 0.49803 | -0.49803 | 22.0955 | 95.9905 | 0 | 1.9013 | 1.9013 | 0.22651 | 1.9013 | 0 | 0.86098 | 0.2607 | 0 | 6.332
2025-08-19 18:00 | 0.017163 | 0 | 105.7478 | 90 | 0 | 0 | 0.79046 | 0.79046 | 0.79046 | 0 | 0 | 0 | 0 | 0 | 0.83207 | 0.79046 | 0 | 0 | 0.61158 | 6.0061 | 0 | 0.83207 | -0.83207 | 21.1652 | 91.9491 | 0 | 1.9201 | 1.9201 | 0.22876 | 1.9201 | 0 | 0.86951 | 0 | 0 | 6.0061
2025-08-19 19:00 | 0 | 0 | 114.1835 | 90 | 0 | 0 | 0.63457 | 0.63457 | 0.63457 | 0 | 0 | 0 | 0 | 0 | 0.66797 | 0.63457 | 0 | 0 | 1.303 | 6.0061 | 0 | 0.66797 | -0.66797 | 20.4184 | 88.7047 | 0 | 1.5414 | 1.5414 | 0.18364 | 1.5414 | 0 | 0.69802 | 0 | 0 | 6.0061
2025-08-19 20:00 | 0 | 0 | 124.1867 | 90 | 0 | 0 | 0.71111 | 0.71111 | 0.71111 | 0 | 0 | 1.1102e-16 | 0 | 0 | 0.74853 | 0.71111 | 0 | 0 | 1.7496 | 6.0061 | 0 | 0.74853 | -0.74853 | 19.5815 | 85.069 | 0 | 1.7274 | 1.7274 | 0.20579 | 1.7274 | 0 | 0.78222 | 0 | 0 | 6.0061
2025-08-19 21:00 | 0 | 0 | 136.7103 | 90 | 0 | 0 | 0.75742 | 0.75742 | 0.75742 | 0 | 0 | 1.1102e-16 | 0 | 0 | 0.79729 | 0.75742 | 0 | 0 | 2.2512 | 6.0061 | 0 | 0.79729 | -0.79729 | 18.6901 | 81.1964 | 0 | 1.8399 | 1.8399 | 0.21919 | 1.8399 | 0 | 0.83317 | 0 | 0 | 6.0061
2025-08-19 22:00 | 0 | 0 | 152.6905 | 90 | 0 | 0 | 0.68625 | 0.68625 | 0.68625 | 0 | 0 | 1.1102e-16 | 0 | 0 | 0.72236 | 0.68625 | 0 | 0 | 2.7765 | 6.0061 | 0 | 0.72236 | -0.72236 | 17.8825 | 77.6878 | 0 | 1.667 | 1.667 | 0.1986 | 1.667 | 0 | 0.75487 | 0 | 0 | 6.0061
2025-08-19 23:00 | 0 | 0 | 172.1325 | 90 | 0 | 0 | 0.59715 | 0.59715 | 0.59715 | 0 | 0 | 0 | 0 | 0 | 0.62858 | 0.59715 | 0 | 0 | 3.2183 | 6.0061 | 0 | 0.62858 | -0.62858 | 17.1797 | 74.6347 | 0 | 1.4506 | 1.4506 | 0.17281 | 1.4506 | 0 | 0.65687 | 0 | 0 | 6.0061
2025-08-20 | 0 | 0 | -166.9715 | 90 | 0 | 0 | 0.40298 | 0.40298 | 0.40298 | 0 | 0 | 5.5511e-17 | 0 | 0 | 0.42419 | 0.40298 | 0 | 0 | 3.5804 | 6.0061 | 0 | 0.42419 | -0.42419 | 16.7055 | 72.5744 | 0 | 0.98028 | 0.98028 | 0.11679 | 0.98028 | 0 | 0.44328 | 0 | 0 | 6.0061
2025-08-20 01:00 | 0 | 0 | -148.1709 | 90 | 0 | 0 | 0.35076 | 0.35076 | 0.35076 | 0 | 0 | 0 | 0 | 0 | 0.36922 | 0.35076 | 0 | 0 | 3.7757 | 6.0061 | 0 | 0.36922 | -0.36922 | 16.2927 | 70.781 | 0 | 0.85323 | 0.85323 | 0.10165 | 0.85323 | 0 | 0.38583 | 0 | 0 | 6.0061
2025-08-20 02:00 | 0 | 0 | -133.058 | 90 | 0 | 0 | 0.3416 | 0.3416 | 0.3416 | 0 | 0 | 5.5511e-17 | 0 | 0 | 0.35958 | 0.3416 | 0 | 0 | 3.9603 | 6.0061 | 0 | 0.35958 | -0.35958 | 15.8906 | 69.0345 | 0 | 0.83096 | 0.83096 | 0.098998 | 0.83096 | 0 | 0.37576 | 0 | 0 | 6.0061
2025-08-20 03:00 | 0 | 0 | -121.2377 | 90 | 0 | 0 | 0.41294 | 0.41294 | 0.41294 | 0 | 0 | 5.5511e-17 | 0 | 0 | 0.43468 | 0.41294 | 0 | 0 | 4.1618 | 5.9777 | 0 | 0.43468 | -0.43468 | 15.4047 | 66.9232 | 0 | 1.0045 | 1.0045 | 0.11967 | 1.0045 | 0 | 0.45424 | 0 | 0 | 5.9777
2025-08-20 04:00 | 0 | 0 | -111.6981 | 90 | 0 | 0 | 0.45868 | 0.45868 | 0.45868 | 0 | 0 | 5.5511e-17 | 0 | 0 | 0.48282 | 0.45868 | 0 | 0 | 4.4432 | 5.543 | 0 | 0.48282 | -0.48282 | 14.8648 | 64.5781 | 0 | 1.1158 | 1.1158 | 0.13293 | 1.1158 | 0 | 0.50455 | 0 | 0 | 5.543
2025-08-20 05:00 | 0.028951 | 1.8103 | -103.5157 | 95.4802 | 0.016779 | 0.053359 | 0.34011 | 0.34011 | 0.34011 | 15.6888 | 0 | 5.5511e-17 | 0 | 0.053359 | 0.35801 | 0.34011 | 0 | 0 | 4.7617 | 5.0602 | 0 | 0.30465 | -0.30465 | 14.5242 | 63.0984 | 0 | 0.82734 | 0.82734 | 0.098566 | 0.82734 | 0 | 0.37412 | 0.042687 | 0 | 5.1136
2025-08-20 06:00 | 0.22753 | 14.3943 | -95.9315 | 80.835 | 0.15828 | 0.50335 | 0.42584 | 0.42584 | 0.42584 | 118.2028 | 0 | 0 | 0 | 0.50335 | 0.44825 | 0.42584 | 0 | 0 | 4.9103 | 4.7556 | 0.055102 | 0 | 0.055102 | 14.5735 | 63.3125 | 0 | 1.0359 | 1.0359 | 0.12341 | 1.0359 | 0 | 0.46842 | 0.40268 | 0 | 5.2589
2025-08-20 07:00 | 0.46839 | 27.1518 | -88.2149 | 66.2215 | 0.42251 | 1.3437 | 0.40594 | 0.40594 | 0.40594 | 330.9984 | 0 | 0 | 0 | 1.3437 | 0.42731 | 0.40594 | 0 | 0 | 4.7692 | 4.7996 | 0.91635 | 0 | 0.91635 | 15.3931 | 66.8731 | 0 | 0.98748 | 0.98748 | 0.11764 | 0.98748 | 0 | 0.44654 | 1.0749 | 0 | 6.1433
2025-08-20 08:00 | 0.65292 | 39.8443 | -79.4078 | 51.7095 | 0.64016 | 2.0358 | 0.47981 | 0.47981 | 0.47981 | 424.3013 | 0 | 0 | 0 | 2.0358 | 0.50506 | 0.47981 | 0 | 0 | 4.0741 | 5.5327 | 1.5308 | 0 | 1.5308 | 16.7623 | 72.8212 | 0 | 1.1672 | 1.1672 | 0.13905 | 1.1672 | 0 | 0.52779 | 1.6287 | 0 | 7.5685
2025-08-20 09:00 | 0.80203 | 52.1005 | -67.7676 | 37.4516 | 0.81555 | 2.5936 | 0.41233 | 0.41233 | 0.41233 | 629.0074 | 0 | 0 | 0 | 2.5936 | 0.43403 | 0.41233 | 0 | 0 | 3.0724 | 6.0061 | 2.1595 | 0 | 2.1595 | 18.6938 | 81.2126 | 0 | 1.003 | 1.003 | 0.1195 | 1.003 | 0 | 0.45356 | 2.0749 | 0 | 8.5997
2025-08-20 10:00 | 0.95849 | 63.0492 | -49.3312 | 23.9382 | 0.99277 | 3.1572 | 0.41506 | 0.41506 | 0.41506 | 760.6499 | 0.96618 | 0 | 0 | 3.1572 | 0.43691 | 0.41506 | 0 | 0 | 1.7541 | 6.0061 | 1.7541 | 0 | 1.7541 | 20.2628 | 88.0285 | 0 | 1.0097 | 1.0097 | 0.12029 | 1.0097 | 0 | 0.45657 | 2.5257 | 0 | 9.1633
2025-08-20 11:00 | 1.0126 | 70.1612 | -16.3428 | 13.6359 | 1.0562 | 3.359 | 0.42324 | 0.42324 | 0.42324 | 793.6426 | 2.0502 | 0 | 0 | 3.359 | 0.44552 | 0.42324 | 0 | 0 | 0.86333 | 6.0061 | 0.86333 | 0 | 0.86333 | 21.0349 | 91.3832 | 0 | 1.0296 | 1.0296 | 0.12266 | 1.0296 | 0 | 0.46557 | 2.6872 | 0 | 9.3652
2025-08-20 12:00 | 1.0861 | 68.9869 | 26.3727 | 15.546 | 1.1327 | 3.6023 | 0.77693 | 0.77693 | 0.77693 | 463.663 | 2.1631 | 0 | 0 | 3.6023 | 0.81782 | 0.77693 | 0 | 0 | 0.62141 | 6.0061 | 0.62141 | 0 | 0.62141 | 21.5907 | 93.7978 | 0 | 1.8872 | 1.8872 | 0.22484 | 1.8872 | 0 | 0.85462 | 2.8819 | 0 | 9.6085
2025-08-20 13:00 | 0.96959 | 60.508 | 54.9878 | 27.2069 | 1.0013 | 3.1842 | 0.86877 | 0.86877 | 0.86877 | 366.5204 | 1.8225 | 0 | 0 | 3.1842 | 0.9145 | 0.86877 | 0 | 0 | 0.44728 | 6.0061 | 0.44728 | 0 | 0.44728 | 21.9908 | 95.5358 | 0 | 2.1103 | 2.1103 | 0.25142 | 2.1103 | 0 | 0.95565 | 2.5474 | 0 | 9.1904
2025-08-20 14:00 | 0.82295 | 49.0891 | 71.1214 | 41.001 | 0.83166 | 2.6448 | 0.68827 | 0.68827 | 0.68827 | 384.2674 | 1.5984 | 0 | 0 | 2.6448 | 0.7245 | 0.68827 | 0 | 0 | 0.32194 | 6.0061 | 0.32194 | 0 | 0.32194 | 22.2788 | 96.7867 | 0 | 1.6719 | 1.6719 | 0.19918 | 1.6719 | 0 | 0.7571 | 2.1158 | 0 | 8.651
2025-08-20 15:00 | 0.58136 | 36.6716 | 81.8009 | 55.3471 | 0.56168 | 1.7862 | 0.74858 | 0.74858 | 0.74858 | 238.6173 | 0.76654 | 0 | 0 | 1.7862 | 0.78798 | 0.74858 | 0 | 0 | 0.23173 | 6.0061 | 0.23173 | 0 | 0.23173 | 22.486 | 97.6872 | 0 | 1.8184 | 1.8184 | 0.21664 | 1.8184 | 0 | 0.82344 | 1.429 | 0 | 7.7924
2025-08-20 16:00 | 0.38825 | 23.9363 | 90.215 | 69.8939 | 0.33829 | 1.0758 | 0.65812 | 0.65812 | 0.65812 | 163.4699 | 0.21628 | 0 | 0 | 1.0758 | 0.69276 | 0.65812 | 0 | 0 | 0.16679 | 6.0061 | 0.16679 | 0 | 0.16679 | 22.6352 | 98.3353 | 0 | 1.5986 | 1.5986 | 0.19046 | 1.5986 | 0 | 0.72393 | 0.86066 | 0 | 7.082
2025-08-20 17:00 | 0.17053 | 11.2015 | 97.823 | 84.5206 | 0.099872 | 0.31761 | 0.96516 | 0.96516 | 0.96516 | 32.9076 | 0 | 0 | 0 | 0.31761 | 1.016 | 0.96516 | 0 | 0 | 0.12005 | 6.0061 | 0 | 0.69835 | -0.69835 | 21.8544 | 94.9433 | 0 | 2.3445 | 2.3445 | 0.27931 | 2.3445 | 0 | 1.0617 | 0.25409 | 0 | 6.3238
2025-08-20 18:00 | 0.011276 | 0 | 105.4912 | 90 | 0 | 0 | 0.64943 | 0.64943 | 0.64943 | 0 | 0 | 1.1102e-16 | 0 | 0 | 0.68361 | 0.64943 | 0 | 0 | 0.79896 | 6.0061 | 0 | 0.68361 | -0.68361 | 21.0901 | 91.6229 | 0 | 1.5775 | 1.5775 | 0.18794 | 1.5775 | 0 | 0.71437 | 0 | 0 | 6.0061
2025-08-20 19:00 | 0 | 0 | 113.9388 | 90 | 0 | 0 | 0.78593 | 0.78593 | 0.78593 | 0 | 0 | 1.1102e-16 | 0 | 0 | 0.82729 | 0.78593 | 0 | 0 | 1.3273 | 6.0061 | 0 | 0.82729 | -0.82729 | 20.1652 | 87.6047 | 0 | 1.9091 | 1.9091 | 0.22744 | 1.9091 | 0 | 0.86452 | 0 | 0 | 6.0061
2025-08-20 20:00 | 0 | 0 | 123.9579 | 90 | 0 | 0 | 0.63428 | 0.63428 | 0.63428 | 0 | 0 | 0 | 0 | 0 | 0.66766 | 0.63428 | 0 | 0 | 1.9267 | 6.0061 | 0 | 0.66766 | -0.66766 | 19.4187 | 84.3618 | 0 | 1.5407 | 1.5407 | 0.18356 | 1.5407 | 0 | 0.6977 | 0 | 0 | 6.0061
2025-08-20 21:00 | 0 | 0 | 136.5165 | 90 | 0 | 0 | 0.70948 | 0.70948 | 0.70948 | 0 | 0 | 0 | 0 | 0 | 0.74682 | 0.70948 | 0 | 0 | 2.3354 | 6.0061 | 0 | 0.74682 | -0.74682 | 18.5838 | 80.7344 | 0 | 1.7234 | 1.7234 | 0.20532 | 1.7234 | 0 | 0.78043 | 0 | 0 | 6.0061
2025-08-20 22:00 | 0 | 0 | 152.5747 | 90 | 0 | 0 | 0.86103 | 0.86103 | 0.86103 | 0 | 0 | 1.1102e-16 | 0 | 0 | 0.90635 | 0.86103 | 0 | 0 | 2.8191 | 6.0061 | 0 | 0.90635 | -0.90635 | 17.5704 | 76.3321 | 0 | 2.0915 | 2.0915 | 0.24918 | 2.0915 | 0 | 0.94713 | 0 | 0 | 6.0061
2025-08-20 23:00 | 0 | 0 | 172.1517 | 90 | 0 | 0 | 0.59137 | 0.59137 | 0.59137 | 0 | 0 | 0 | 0 | 0 | 0.6225 | 0.59137 | 0 | 0 | 3.4353 | 6.0061 | 0 | 0.6225 | -0.6225 | 16.8745 | 73.3086 | 0 | 1.4365 | 1.4365 | 0.17114 | 1.4365 | 0 | 0.65051 | 0 | 0 | 6.0061
2025-08-21 | 0 | 0 | -166.7959 | 90 | 0 | 0 | 0.36203 | 0.36203 | 0.36203 | 0 | 0 | 5.5511e-17 | 0 | 0 | 0.38108 | 0.36203 | 0 | 0 | 3.7676 | 6.0061 | 0 | 0.38108 | -0.38108 | 16.4484 | 71.4576 | 0 | 0.88066 | 0.88066 | 0.10492 | 0.88066 | 0 | 0.39823 | 0 | 0 | 6.0061
2025-08-21 01:00 | 0 | 0 | -147.8969 | 90 | 0 | 0 | 0.42245 | 0.42245 | 0.42245 | 0 | 0 | 5.5511e-17 | 0 | 0 | 0.44469 | 0.42245 | 0 | 0 | 3.9145 | 6.0061 | 0 | 0.44469 | -0.44469 | 15.9512 | 69.2977 | 0 | 1.0276 | 1.0276 | 0.12243 | 1.0276 | 0 | 0.4647 | 0 | 0 | 6.0061
2025-08-21 02:00 | 0 | 0 | -132.7471 | 90 | 0 | 0 | 0.34213 | 0.34213 | 0.34213 | 0 | 0 | 0 | 0 | 0 | 0.36013 | 0.34213 | 0 | 0 | 4.1693 | 6.0061 | 0 | 0.36013 | -0.36013 | 15.5486 | 67.5485 | 0 | 0.83224 | 0.83224 | 0.09915 | 0.83224 | 0 | 0.37634 | 0 | 0 | 6.0061
2025-08-21 03:00 | 0 | 0 | -120.9203 | 90 | 0 | 0 | 0.42987 | 0.42987 | 0.42987 | 0 | 0 | 5.5511e-17 | 0 | 0 | 0.45249 | 0.42987 | 0 | 0 | 4.3606 | 5.6718 | 0 | 0.45249 | -0.45249 | 15.0427 | 65.3507 | 0 | 1.0457 | 1.0457 | 0.12458 | 1.0457 | 0 | 0.47285 | 0 | 0 | 5.6718
2025-08-21 04:00 | 0 | 0 | -111.3808 | 90 | 0 | 0 | 0.37812 | 0.37812 | 0.37812 | 0 | 0 | 5.5511e-17 | 0 | 0 | 0.39802 | 0.37812 | 0 | 0 | 4.6533 | 5.2193 | 0 | 0.39802 | -0.39802 | 14.5977 | 63.4174 | 0 | 0.91981 | 0.91981 | 0.10958 | 0.91981 | 0 | 0.41593 | 0 | 0 | 5.2193
2025-08-21 05:00 | 0.035153 | 1.6762 | -103.1938 | 95.4305 | 0.010154 | 0.03229 | 0.49096 | 0.49096 | 0.49096 | 6.577 | 0 | 5.5511e-17 | 0 | 0.03229 | 0.5168 | 0.49096 | 0 | 0 | 4.8909 | 4.8212 | 0 | 0.4845 | -0.4845 | 14.056 | 61.0641 | 0 | 1.1943 | 1.1943 | 0.14228 | 1.1943 | 0 | 0.54005 | 0.025832 | 0 | 4.8535
2025-08-21 06:00 | 0.15769 | 14.2723 | -95.5944 | 80.7661 | 0.13207 | 0.42 | 0.27423 | 0.27423 | 0.27423 | 153.1534 | 0 | 0 | 0 | 0.42 | 0.28867 | 0.27423 | 0 | 0 | 5.143 | 4.3367 | 0.13133 | 0 | 0.13133 | 14.1735 | 61.5744 | 0 | 0.66709 | 0.66709 | 0.079474 | 0.66709 | 0 | 0.30166 | 0.336 | 0 | 4.7567
2025-08-21 07:00 | 0.29598 | 27.0324 | -87.847 | 66.1319 | 0.27585 | 0.87726 | 0.36997 | 0.36997 | 0.36997 | 237.1122 | 0 | 0 | 0 | 0.87726 | 0.38945 | 0.36997 | 0 | 0 | 4.9931 | 4.4418 | 0.48781 | 0 | 0.48781 | 14.6098 | 63.4699 | 0 | 0.89999 | 0.89999 | 0.10722 | 0.89999 | 0 | 0.40697 | 0.7018 | 0 | 5.3191
2025-08-21 08:00 | 0.43644 | 39.7152 | -78.9864 | 51.5943 | 0.42301 | 1.3452 | 0.25541 | 0.25541 | 0.25541 | 526.6907 | 0 | 0 | 0 | 1.3452 | 0.26886 | 0.25541 | 0 | 0 | 4.6048 | 4.8321 | 1.0764 | 0 | 1.0764 | 15.5725 | 67.6524 | 0 | 0.62131 | 0.62131 | 0.07402 | 0.62131 | 0 | 0.28095 | 1.0762 | 0 | 6.1773
2025-08-21 09:00 | 0.71073 | 51.9424 | -67.2628 | 37.2992 | 0.72153 | 2.2946 | 0.50749 | 0.50749 | 0.50749 | 452.1469 | 0 | 0 | 0 | 2.2946 | 0.5342 | 0.50749 | 0 | 0 | 3.876 | 5.6932 | 1.7604 | 0 | 1.7604 | 17.147 | 74.4928 | 0 | 1.2345 | 1.2345 | 0.14707 | 1.2345 | 0 | 0.55824 | 1.8357 | 0 | 7.9877
2025-08-21 10:00 | 0.7767 | 62.8277 | -48.7396 | 23.7193 | 0.79853 | 2.5395 | 0.37635 | 0.37635 | 0.37635 | 674.7518 | 0 | 0 | 0 | 2.5395 | 0.39616 | 0.37635 | 0 | 0 | 2.7647 | 6.0061 | 2.1433 | 0 | 2.1433 | 19.0641 | 82.821 | 0 | 0.91551 | 0.91551 | 0.10907 | 0.91551 | 0 | 0.41399 | 2.0316 | 0 | 8.5456
2025-08-21 11:00 | 0.8521 | 69.8413 | -15.938 | 13.2996 | 0.88472 | 2.8136 | 0.41694 | 0.41694 | 0.41694 | 674.811 | 0.86401 | 0 | 0 | 2.8136 | 0.43889 | 0.41694 | 0 | 0 | 1.5107 | 6.0061 | 1.5107 | 0 | 1.5107 | 20.4153 | 88.691 | 0 | 1.0142 | 1.0142 | 0.12083 | 1.0142 | 0 | 0.45864 | 2.2509 | 0 | 8.8197
2025-08-21 12:00 | 0.84012 | 68.6476 | 26.1506 | 15.3098 | 0.87101 | 2.77 | 0.77528 | 0.77528 | 0.77528 | 357.2867 | 1.1383 | 0 | 0 | 2.77 | 0.81608 | 0.77528 | 0 | 0 | 0.81556 | 6.0061 | 0.81556 | 0 | 0.81556 | 21.1447 | 91.86 | 0 | 1.8832 | 1.8832 | 0.22436 | 1.8832 | 0 | 0.85281 | 2.216 | 0 | 8.7761
2025-08-21 13:00 | 0.7578 | 60.2261 | 54.5731 | 27.1124 | 0.77686 | 2.4705 | 0.71087 | 0.71087 | 0.71087 | 347.5379 | 1.1352 | 0 | 0 | 2.4705 | 0.74828 | 0.71087 | 0 | 0 | 0.58702 | 6.0061 | 0.58702 | 0 | 0.58702 | 21.6698 | 94.141 | 0 | 1.7268 | 1.7268 | 0.20572 | 1.7268 | 0 | 0.78196 | 1.9764 | 0 | 8.4767
2025-08-21 14:00 | 0.46247 | 48.8473 | 70.7388 | 40.9698 | 0.45051 | 1.4327 | 0.89241 | 0.89241 | 0.89241 | 160.5419 | 0.07079 | 0 | 0 | 1.4327 | 0.93938 | 0.89241 | 0 | 0 | 0.42253 | 6.0061 | 0.42253 | 0 | 0.42253 | 22.0477 | 95.7828 | 0 | 2.1678 | 2.1678 | 0.25826 | 2.1678 | 0 | 0.98166 | 1.1462 | 0 | 7.4388
2025-08-21 15:00 | 0.29812 | 36.4484 | 81.4674 | 55.3515 | 0.28371 | 0.90226 | 1.0574 | 1.0574 | 1.0574 | 85.3271 | 0 | 0 | 0 | 0.90226 | 1.1131 | 1.0574 | 0 | 0 | 0.30412 | 6.0061 | 0 | 0.2108 | -0.2108 | 21.812 | 94.7589 | 0 | 2.5686 | 2.5686 | 0.30601 | 2.5686 | 0 | 1.1631 | 0.7218 | 0 | 6.9084
2025-08-21 16:00 | 0.27819 | 23.7182 | 89.9177 | 69.9232 | 0.25324 | 0.80536 | 0.63325 | 0.63325 | 0.63325 | 127.1781 | 0 | 0 | 0 | 0.80536 | 0.66658 | 0.63325 | 0 | 0 | 0.62622 | 6.0061 | 0.13878 | 0 | 0.13878 | 21.9361 | 95.2982 | 0 | 1.5382 | 1.5382 | 0.18326 | 1.5382 | 0 | 0.69658 | 0.64429 | 0 | 6.8115
2025-08-21 17:00 | 0.14995 | 10.9792 | 97.5494 | 84.5702 | 0.097746 | 0.31085 | 0.82351 | 0.82351 | 0.82351 | 37.747 | 0 | 0 | 0 | 0.31085 | 0.86685 | 0.82351 | 0 | 0 | 0.55227 | 6.0061 | 0 | 0.556 | -0.556 | 21.3145 | 92.5976 | 0 | 2.0004 | 2.0004 | 0.23832 | 2.0004 | 0 | 0.90586 | 0.24868 | 0 | 6.317
2025-08-21 18:00 | 0.011423 | 0 | 105.2328 | 90 | 0 | 0 | 0.68299 | 0.68299 | 0.68299 | 0 | 0 | 1.1102e-16 | 0 | 0 | 0.71894 | 0.68299 | 0 | 0 | 1.0793 | 6.0061 | 0 | 0.71894 | -0.71894 | 20.5107 | 89.1056 | 0 | 1.6591 | 1.6591 | 0.19765 | 1.6591 | 0 | 0.75129 | 0 | 0 | 6.0061
2025-08-21 19:00 | 0 | 0 | 113.692 | 90 | 0 | 0 | 0.6801 | 0.6801 | 0.6801 | 0 | 0 | 1.1102e-16 | 0 | 0 | 0.71589 | 0.6801 | 0 | 0 | 1.6508 | 6.0061 | 0 | 0.71589 | -0.71589 | 19.7103 | 85.6284 | 0 | 1.652 | 1.652 | 0.19682 | 1.652 | 0 | 0.7481 | 0 | 0 | 6.0061
2025-08-21 20:00 | 0 | 0 | 123.727 | 90 | 0 | 0 | 0.78209 | 0.78209 | 0.78209 | 0 | 0 | 1.1102e-16 | 0 | 0 | 0.82325 | 0.78209 | 0 | 0 | 2.1498 | 6.0061 | 0 | 0.82325 | -0.82325 | 18.7899 | 81.6298 | 0 | 1.8998 | 1.8998 | 0.22633 | 1.8998 | 0 | 0.8603 | 0 | 0 | 6.0061
2025-08-21 21:00 | 0 | 0 | 136.321 | 90 | 0 | 0 | 0.69839 | 0.69839 | 0.69839 | 0 | 0 | 0 | 0 | 0 | 0.73515 | 0.69839 | 0 | 0 | 2.7151 | 6.0061 | 0 | 0.73515 | -0.73515 | 17.9679 | 78.0591 | 0 | 1.6965 | 1.6965 | 0.20211 | 1.6965 | 0 | 0.76823 | 0 | 0 | 6.0061
2025-08-21 22:00 | 0 | 0 | 152.4587 | 90 | 0 | 0 | 0.63819 | 0.63819 | 0.63819 | 0 | 0 | 0 | 0 | 0 | 0.67178 | 0.63819 | 0 | 0 | 3.1717 | 6.0061 | 0 | 0.67178 | -0.67178 | 17.2169 | 74.7961 | 0 | 1.5502 | 1.5502 | 0.18469 | 1.5502 | 0 | 0.70201 | 0 | 0 | 6.0061
2025-08-21 23:00 | 0 | 0 | 172.1739 | 90 | 0 | 0 | 0.79627 | 0.79627 | 0.79627 | 0 | 0 | 1.1102e-16 | 0 | 0 | 0.83818 | 0.79627 | 0 | 0 | 3.572 | 6.0061 | 0 | 0.83818 | -0.83818 | 16.2798 | 70.725 | 0 | 1.9342 | 1.9342 | 0.23044 | 1.9342 | 0 | 0.8759 | 0 | 0 | 6.0061
2025-08-22 | 0 | 0 | -166.614 | 90 | 0 | 0 | 0.44315 | 0.44315 | 0.44315 | 0 | 0 | 5.5511e-17 | 0 | 0 | 0.46648 | 0.44315 | 0 | 0 | 4.1317 | 6.0061 | 0 | 0.46648 | -0.46648 | 15.7582 | 68.4592 | 0 | 1.078 | 1.078 | 0.12843 | 1.078 | 0 | 0.48747 | 0 | 0 | 6.0061
2025-08-22 01:00 | 0 | 0 | -147.6156 | 90 | 0 | 0 | 0.42683 | 0.42683 | 0.42683 | 0 | 0 | 5.5511e-17 | 0 | 0 | 0.44929 | 0.42683 | 0 | 0 | 4.3366 | 5.8593 | 0 | 0.44929 | -0.44929 | 15.2559 | 66.277 | 0 | 1.0383 | 1.0383 | 0.1237 | 1.0383 | 0 | 0.46951 | 0 | 0 | 5.8593
2025-08-22 02:00 | 0 | 0 | -132.4298 | 90 | 0 | 0 | 0.34051 | 0.34051 | 0.34051 | 0 | 0 | 0 | 0 | 0 | 0.35844 | 0.34051 | 0 | 0 | 4.5743 | 5.41 | 0 | 0.35844 | -0.35844 | 14.8552 | 64.536 | 0 | 0.82832 | 0.82832 | 0.098683 | 0.82832 | 0 | 0.37457 | 0 | 0 | 5.41
2025-08-22 03:00 | 0 | 0 | -120.5974 | 90 | 0 | 0 | 0.32191 | 0.32191 | 0.32191 | 0 | 0 | 0 | 0 | 0 | 0.33885 | 0.32191 | 0 | 0 | 4.7541 | 5.0515 | 0 | 0.33885 | -0.33885 | 14.4763 | 62.8902 | 0 | 0.78306 | 0.78306 | 0.093291 | 0.78306 | 0 | 0.3541 | 0 | 0 | 5.0515
2025-08-22 04:00 | 0 | 0 | -111.0587 | 90 | 0 | 0 | 0.31647 | 0.31647 | 0.31647 | 0 | 0 | 5.5511e-17 | 0 | 0 | 0.33313 | 0.31647 | 0 | 0 | 4.9407 | 4.7127 | 0 | 0.33313 | -0.33313 | 14.1039 | 61.2721 | 0 | 0.76984 | 0.76984 | 0.091716 | 0.76984 | 0 | 0.34812 | 0 | 0 | 4.7127
2025-08-22 05:00 | 0.030015 | 1.5422 | -102.8676 | 95.3784 | 0.013636 | 0.043366 | 0.36212 | 0.36212 | 0.36212 | 11.9757 | 0 | 5.5511e-17 | 0 | 0.043366 | 0.38117 | 0.36212 | 0 | 0 | 5.1359 | 4.3796 | 0 | 0.33781 | -0.33781 | 13.7262 | 59.6313 | 0 | 0.88087 | 0.88087 | 0.10494 | 0.88087 | 0 | 0.39833 | 0.034693 | 0 | 4.4229
2025-08-22 06:00 | 0.091597 | 14.1501 | -95.2533 | 80.6951 | 0.085286 | 0.27122 | 0.21002 | 0.21002 | 0.21002 | 129.14 | 0 | 0 | 0 | 0.27122 | 0.22108 | 0.21002 | 0 | 0 | 5.143 | 4.0418 | 0.050147 | 0 | 0.050147 | 13.771 | 59.8262 | 0 | 0.51089 | 0.51089 | 0.060866 | 0.51089 | 0 | 0.23103 | 0.21698 | 0 | 4.313
2025-08-22 07:00 | 0.18186 | 26.9123 | -87.4751 | 66.0405 | 0.17147 | 0.54532 | 0.43049 | 0.43049 | 0.43049 | 126.674 | 0 | 0 | 0 | 0.54532 | 0.45315 | 0.43049 | 0 | 0 | 5.143 | 4.0819 | 0.092171 | 0 | 0.092171 | 13.8535 | 60.1843 | 0 | 1.0472 | 1.0472 | 0.12476 | 1.0472 | 0 | 0.47354 | 0.43625 | 0 | 4.6272
2025-08-22 08:00 | 0.16972 | 39.5848 | -78.5611 | 51.4777 | 0.16027 | 0.50969 | 0.38926 | 0.38926 | 0.38926 | 130.9386 | 0 | 0 | 0 | 0.50969 | 0.40975 | 0.38926 | 0 | 0 | 5.1104 | 4.1556 | 0.099944 | 0 | 0.099944 | 13.9429 | 60.5727 | 0 | 0.9469 | 0.9469 | 0.11281 | 0.9469 | 0 | 0.42819 | 0.40775 | 0 | 4.6653
2025-08-22 09:00 | 0.22969 | 51.7818 | -66.7545 | 37.1458 | 0.21717 | 0.69063 | 0.38648 | 0.38648 | 0.38648 | 178.696 | 0 | 0 | 0 | 0.69063 | 0.40682 | 0.38648 | 0 | 0 | 5.0347 | 4.2356 | 0.2838 | 0 | 0.2838 | 14.1967 | 61.6755 | 0 | 0.94014 | 0.94014 | 0.112 | 0.94014 | 0 | 0.42513 | 0.5525 | 0 | 4.9262
2025-08-22 10:00 | 0.31677 | 62.6025 | -48.1479 | 23.4996 | 0.30047 | 0.95553 | 0.26408 | 0.26408 | 0.26408 | 361.8351 | 0 | 0 | 0 | 0.95553 | 0.27798 | 0.26408 | 0 | 0 | 4.8417 | 4.4626 | 0.67756 | 0 | 0.67756 | 14.8027 | 64.3083 | 0 | 0.64239 | 0.64239 | 0.076532 | 0.64239 | 0 | 0.29049 | 0.76443 | 0 | 5.4181
2025-08-22 11:00 | 0.51816 | 69.5175 | -15.5364 | 12.9598 | 0.50513 | 1.6064 | 0.34772 | 0.34772 | 0.34772 | 461.9844 | 0 | 0 | 0 | 1.6064 | 0.36602 | 0.34772 | 0 | 0 | 4.3951 | 5.0047 | 1.2404 | 0 | 1.2404 | 15.9122 | 69.1281 | 0 | 0.84585 | 0.84585 | 0.10077 | 0.84585 | 0 | 0.38249 | 1.2851 | 0 | 6.6111
2025-08-22 12:00 | 0.88075 | 68.3039 | 25.9374 | 15.0765 | 0.91957 | 2.9244 | 0.99064 | 0.99064 | 0.99064 | 295.2017 | 0 | 0 | 0 | 2.9244 | 1.0428 | 0.99064 | 0 | 0 | 3.6061 | 5.997 | 1.8816 | 0 | 1.8816 | 17.5951 | 76.4394 | 0 | 2.4064 | 2.4064 | 0.28669 | 2.4064 | 0 | 1.0897 | 2.3395 | 0 | 8.9213
2025-08-22 13:00 | 0.75952 | 59.9387 | 54.1638 | 27.0225 | 0.78134 | 2.4848 | 0.96187 | 0.96187 | 0.96187 | 258.3295 | 0 | 0 | 0 | 2.4848 | 1.0125 | 0.96187 | 0 | 0 | 2.4533 | 6.0061 | 1.4723 | 0 | 1.4723 | 18.912 | 82.1603 | 0 | 2.3365 | 2.3365 | 0.27836 | 2.3365 | 0 | 1.0581 | 1.9878 | 0 | 8.4909
2025-08-22 14:00 | 0.58826 | 48.6003 | 70.3576 | 40.9425 | 0.58847 | 1.8714 | 0.81871 | 0.81871 | 0.81871 | 228.5842 | 0 | 0 | 0 | 1.8714 | 0.8618 | 0.81871 | 0 | 0 | 1.7156 | 6.0061 | 1.0096 | 0 | 1.0096 | 19.815 | 86.0835 | 0 | 1.9887 | 1.9887 | 0.23693 | 1.9887 | 0 | 0.90058 | 1.4972 | 0 | 7.8776
2025-08-22 15:00 | 0.47836 | 36.2205 | 81.1336 | 55.3592 | 0.46443 | 1.477 | 0.74621 | 0.74621 | 0.74621 | 197.9311 | 0 | 0 | 0 | 1.477 | 0.78548 | 0.74621 | 0 | 0 | 1.3124 | 6.0061 | 0.6915 | 0 | 0.6915 | 20.4335 | 88.7704 | 0 | 1.8126 | 1.8126 | 0.21595 | 1.8126 | 0 | 0.82083 | 1.1816 | 0 | 7.4831
2025-08-22 16:00 | 0.38166 | 23.4957 | 89.6192 | 69.9553 | 0.33685 | 1.0712 | 0.75317 | 0.75317 | 0.75317 | 142.2309 | 0 | 0 | 0 | 1.0712 | 0.79282 | 0.75317 | 0 | 0 | 1.0814 | 6.0061 | 0.27843 | 0 | 0.27843 | 20.6826 | 89.8523 | 0 | 1.8295 | 1.8295 | 0.21797 | 1.8295 | 0 | 0.82849 | 0.857 | 0 | 7.0774
2025-08-22 17:00 | 0.1274 | 10.7528 | 97.2743 | 84.6224 | 0.09459 | 0.30081 | 0.69056 | 0.69056 | 0.69056 | 43.5609 | 0 | 1.1102e-16 | 0 | 0.30081 | 0.7269 | 0.69056 | 0 | 0 | 1.083 | 6.0061 | 0 | 0.42609 | -0.42609 | 20.2062 | 87.7828 | 0 | 1.6774 | 1.6774 | 0.19984 | 1.6774 | 0 | 0.75961 | 0.24065 | 0 | 6.307
2025-08-22 18:00 | 0.0092446 | 0 | 104.9726 | 90 | 0 | 0 | 0.66826 | 0.66826 | 0.66826 | 0 | 0 | 1.1102e-16 | 0 | 0 | 0.70343 | 0.66826 | 0 | 0 | 1.5877 | 6.0061 | 0 | 0.70343 | -0.70343 | 19.4197 | 84.3661 | 0 | 1.6233 | 1.6233 | 0.19339 | 1.6233 | 0 | 0.73509 | 0 | 0 | 6.0061
2025-08-22 19:00 | 0 | 0 | 113.4432 | 90 | 0 | 0 | 1.0853 | 1.0853 | 1.0853 | 0 | 0 | 0 | 0 | 0 | 1.1424 | 1.0853 | 0 | 0 | 2.2064 | 6.0061 | 0 | 1.1424 | -1.1424 | 18.1425 | 78.8173 | 0 | 2.6363 | 2.6363 | 0.31407 | 2.6363 | 0 | 1.1938 | 0 | 0 | 6.0061
2025-08-22 20:00 | 0 | 0 | 123.4941 | 90 | 0 | 0 | 0.50054 | 0.50054 | 0.50054 | 0 | 0 | 0 | 0 | 0 | 0.52689 | 0.50054 | 0 | 0 | 3.1171 | 6.0061 | 0 | 0.52689 | -0.52689 | 17.5534 | 76.2582 | 0 | 1.2159 | 1.2159 | 0.14485 | 1.2159 | 0 | 0.5506 | 0 | 0 | 6.0061
2025-08-22 21:00 | 0 | 0 | 136.1236 | 90 | 0 | 0 | 0.93949 | 0.93949 | 0.93949 | 0 | 0 | 0 | 0 | 0 | 0.98894 | 0.93949 | 0 | 0 | 3.3635 | 6.0061 | 0 | 0.98894 | -0.98894 | 16.4477 | 71.4548 | 0 | 2.2821 | 2.2821 | 0.27188 | 2.2821 | 0 | 1.0334 | 0 | 0 | 6.0061
2025-08-22 22:00 | 0 | 0 | 152.3424 | 90 | 0 | 0 | 0.96551 | 0.96551 | 0.96551 | 0 | 0 | 1.1102e-16 | 0 | 0 | 1.0163 | 0.96551 | 0 | 0 | 4.0703 | 6.0061 | 0 | 1.0163 | -1.0163 | 15.3115 | 66.5183 | 0 | 2.3453 | 2.3453 | 0.27941 | 2.3453 | 0 | 1.0621 | 0 | 0 | 6.0061
2025-08-22 23:00 | 0 | 0 | 172.1992 | 90 | 0 | 0 | 0.52716 | 0.52716 | 0.52716 | 0 | 0 | 0 | 0 | 0 | 0.5549 | 0.52716 | 0 | 0 | 4.7504 | 5.4597 | 0 | 0.5549 | -0.5549 | 14.6911 | 63.8231 | 0 | 1.2805 | 1.2805 | 0.15256 | 1.2805 | 0 | 0.57987 | 0 | 0 | 5.4597
2025-08-23 | 0 | 0 | -166.4255 | 90 | 0 | 0 | 0.49775 | 0.49775 | 0.49775 | 0 | 0 | 5.5511e-17 | 0 | 0 | 0.52395 | 0.49775 | 0 | 0 | 4.9899 | 4.9048 | 0 | 0.52395 | -0.52395 | 14.1053 | 61.2782 | 0 | 1.2108 | 1.2108 | 0.14425 | 1.2108 | 0 | 0.54752 | 0 | 0 | 4.9048
2025-08-23 01:00 | 0 | 0 | -147.327 | 90 | 0 | 0 | 0.39642 | 0.39642 | 0.39642 | 0 | 0 | 5.5511e-17 | 0 | 0 | 0.41728 | 0.39642 | 0 | 0 | 5.143 | 4.3808 | 0 | 0.41728 | -0.41728 | 13.6387 | 59.2514 | 0 | 0.96431 | 0.96431 | 0.11488 | 0.96431 | 0 | 0.43606 | 0 | 0 | 4.3808
2025-08-23 02:00 | 0 | 0 | -132.1061 | 90 | 0 | 0 | 0.39557 | 0.39557 | 0.39557 | 0 | 0 | 5.5511e-17 | 0 | 0 | 0.41639 | 0.39557 | 0 | 0 | 5.143 | 3.9635 | 0 | 0.41639 | -0.41639 | 13.1732 | 57.2289 | 0 | 0.96226 | 0.96226 | 0.11464 | 0.96226 | 0 | 0.43513 | 0 | 0 | 3.9635
2025-08-23 03:00 | 0 | 0 | -120.2692 | 90 | 0 | 0 | 0.37472 | 0.37472 | 0.37472 | 0 | 0 | 5.5511e-17 | 0 | 0 | 0.39444 | 0.37472 | 0 | 0 | 5.143 | 3.5471 | 0 | 0.39444 | -0.39444 | 12.7322 | 55.3131 | 0 | 0.91152 | 0.91152 | 0.1086 | 0.91152 | 0 | 0.41219 | 0 | 0 | 3.5471
2025-08-23 04:00 | 0 | 0 | -110.7321 | 90 | 0 | 0 | 0.3627 | 0.3627 | 0.3627 | 0 | 0 | 0 | 0 | 0 | 0.38179 | 0.3627 | 0 | 0 | 5.143 | 3.1527 | 0 | 0.38179 | -0.38179 | 12.3053 | 53.4587 | 0 | 0.8823 | 0.8823 | 0.10511 | 0.8823 | 0 | 0.39897 | 0 | 0 | 3.1527
2025-08-23 05:00 | 0.030369 | 1.4083 | -102.5373 | 95.3238 | 0.011982 | 0.038104 | 0.38086 | 0.38086 | 0.38086 | 10.0047 | 0 | 5.5511e-17 | 0 | 0.038104 | 0.4009 | 0.38086 | 0 | 0 | 5.143 | 2.7709 | 0 | 0.3628 | -0.3628 | 11.8997 | 51.6965 | 0 | 0.92646 | 0.92646 | 0.11037 | 0.92646 | 0 | 0.41894 | 0.030483 | 0 | 2.809
2025-08-23 06:00 | 0.2312 | 14.0277 | -94.9083 | 80.6219 | 0.1651 | 0.52504 | 0.38678 | 0.38678 | 0.38678 | 135.7457 | 0 | 0 | 0 | 0.52504 | 0.40714 | 0.38678 | 0 | 0 | 5.143 | 2.4081 | 0.1179 | 0 | 0.1179 | 12.0052 | 52.1546 | 0 | 0.94087 | 0.94087 | 0.11209 | 0.94087 | 0 | 0.42546 | 0.42003 | 0 | 2.9332
2025-08-23 07:00 | 0.3977 | 26.7916 | -87.0993 | 65.9473 | 0.36807 | 1.1705 | 0.38403 | 0.38403 | 0.38403 | 304.8055 | 0 | 0 | 0 | 1.1705 | 0.40424 | 0.38403 | 0 | 0 | 5.143 | 2.5024 | 0.76629 | 0 | 0.76629 | 12.6906 | 55.1322 | 0 | 0.93417 | 0.93417 | 0.11129 | 0.93417 | 0 | 0.42243 | 0.93643 | 0 | 3.673
2025-08-23 08:00 | 0.61388 | 39.453 | -78.1319 | 51.3598 | 0.61014 | 1.9403 | 0.39908 | 0.39908 | 0.39908 | 486.2004 | 0 | 0 | 0 | 1.9403 | 0.42009 | 0.39908 | 0 | 0 | 5.143 | 3.1155 | 1.5203 | 0 | 1.5203 | 14.0503 | 61.0395 | 0 | 0.97079 | 0.97079 | 0.11566 | 0.97079 | 0 | 0.43899 | 1.5523 | 0 | 5.0558
2025-08-23 09:00 | 0.78131 | 51.6189 | -66.2432 | 36.9915 | 0.80337 | 2.5548 | 0.46964 | 0.46964 | 0.46964 | 544.0024 | 0 | 0 | 0 | 2.5548 | 0.49436 | 0.46964 | 0 | 0 | 4.5969 | 4.3317 | 2.0605 | 0 | 2.0605 | 15.8933 | 69.0459 | 0 | 1.1424 | 1.1424 | 0.1361 | 1.1424 | 0 | 0.5166 | 2.0439 | 0 | 6.8865
2025-08-23 10:00 | 0.9112 | 62.3736 | -47.5566 | 23.2792 | 0.95304 | 3.0308 | 0.4103 | 0.4103 | 0.4103 | 738.6838 | 0 | 0 | 0 | 3.0308 | 0.4319 | 0.4103 | 0 | 0 | 3.3416 | 5.9801 | 2.5989 | 0 | 2.5989 | 18.2178 | 79.1446 | 0 | 0.99808 | 0.99808 | 0.11891 | 0.99808 | 0 | 0.45133 | 2.4247 | 0 | 9.0109
2025-08-23 11:00 | 1.0314 | 69.19 | -15.1381 | 12.6165 | 1.0868 | 3.4561 | 0.53415 | 0.53415 | 0.53415 | 647.0288 | 1.065 | 0 | 0 | 3.4561 | 0.56226 | 0.53415 | 0 | 0 | 1.8288 | 6.0061 | 1.8288 | 0 | 1.8288 | 19.8536 | 86.2508 | 0 | 1.2994 | 1.2994 | 0.1548 | 1.2994 | 0 | 0.58757 | 2.7649 | 0 | 9.4623
2025-08-23 12:00 | 0.99989 | 67.9558 | 25.7328 | 14.8467 | 1.0522 | 3.3463 | 0.90479 | 0.90479 | 0.90479 | 369.8407 | 1.4023 | 0 | 0 | 3.3463 | 0.95241 | 0.90479 | 0 | 0 | 0.99153 | 6.0061 | 0.99153 | 0 | 0.99153 | 20.7404 | 90.1037 | 0 | 2.1978 | 2.1978 | 0.26184 | 2.1978 | 0 | 0.99527 | 2.677 | 0 | 9.3524
2025-08-23 13:00 | 0.91369 | 59.6459 | 53.76 | 26.9374 | 0.95296 | 3.0306 | 0.85464 | 0.85464 | 0.85464 | 354.601 | 1.4173 | 0 | 0 | 3.0306 | 0.89962 | 0.85464 | 0 | 0 | 0.71368 | 6.0061 | 0.71368 | 0 | 0.71368 | 21.3788 | 92.8768 | 0 | 2.076 | 2.076 | 0.24733 | 2.076 | 0 | 0.94011 | 2.4245 | 0 | 9.0367
2025-08-23 14:00 | 0.78021 | 48.3482 | 69.9778 | 40.9192 | 0.79755 | 2.5363 | 0.82965 | 0.82965 | 0.82965 | 305.7136 | 1.1493 | 0 | 0 | 2.5363 | 0.87331 | 0.82965 | 0 | 0 | 0.51369 | 6.0061 | 0.51369 | 0 | 0.51369 | 21.8382 | 94.8729 | 0 | 2.0153 | 2.0153 | 0.2401 | 2.0153 | 0 | 0.91261 | 2.0291 | 0 | 8.5425
2025-08-23 15:00 | 0.59974 | 35.9879 | 80.7994 | 55.3702 | 0.58799 | 1.8699 | 0.52339 | 0.52339 | 0.52339 | 357.2708 | 0.94924 | 0 | 0 | 1.8699 | 0.55094 | 0.52339 | 0 | 0 | 0.36975 | 6.0061 | 0.36975 | 0 | 0.36975 | 22.1689 | 96.3096 | 0 | 1.2714 | 1.2714 | 0.15147 | 1.2714 | 0 | 0.57573 | 1.4959 | 0 | 7.8761
2025-08-23 16:00 | 0.34516 | 23.2689 | 89.3198 | 69.9902 | 0.30883 | 0.98214 | 0.73779 | 0.73779 | 0.73779 | 133.1191 | 0 | 0 | 0 | 0.98214 | 0.77662 | 0.73779 | 0 | 0 | 0.26614 | 6.0061 | 0.20552 | 0 | 0.20552 | 22.3528 | 97.1082 | 0 | 1.7922 | 1.7922 | 0.21351 | 1.7922 | 0 | 0.81157 | 0.78571 | 0 | 6.9883
2025-08-23 17:00 | 0.10983 | 10.5223 | 96.9977 | 84.677 | 0.089099 | 0.28335 | 0.73383 | 0.73383 | 0.73383 | 38.6123 | 0 | 1.1102e-16 | 0 | 0.28335 | 0.77246 | 0.73383 | 0 | 0 | 0.23506 | 6.0061 | 0 | 0.48911 | -0.48911 | 21.8059 | 94.7325 | 0 | 1.7826 | 1.7826 | 0.21237 | 1.7826 | 0 | 0.80722 | 0.22668 | 0 | 6.2895
2025-08-23 18:00 | 0.0044689 | 0 | 104.7107 | 90 | 0 | 0 | 0.8578 | 0.8578 | 0.8578 | 0 | 0 | 1.1102e-16 | 0 | 0 | 0.90294 | 0.8578 | 0 | 0 | 0.75007 | 6.0061 | 0 | 0.90294 | -0.90294 | 20.7964 | 90.3468 | 0 | 2.0837 | 2.0837 | 0.24824 | 2.0837 | 0 | 0.94358 | 0 | 0 | 6.0061
2025-08-23 19:00 | 0 | 0 | 113.1925 | 90 | 0 | 0 | 0.93547 | 0.93547 | 0.93547 | 0 | 0 | 1.1102e-16 | 0 | 0 | 0.9847 | 0.93547 | 0 | 0 | 1.5178 | 6.0061 | 0 | 0.9847 | -0.9847 | 19.6955 | 85.564 | 0 | 2.2724 | 2.2724 | 0.27072 | 2.2724 | 0 | 1.029 | 0 | 0 | 6.0061
2025-08-23 20:00 | 0 | 0 | 123.259 | 90 | 0 | 0 | 1.0238 | 1.0238 | 1.0238 | 0 | 0 | 2.2204e-16 | 0 | 0 | 1.0777 | 1.0238 | 0 | 0 | 2.2432 | 6.0061 | 0 | 1.0777 | -1.0777 | 18.4906 | 80.3297 | 0 | 2.4868 | 2.4868 | 0.29627 | 2.4868 | 0 | 1.1261 | 0 | 0 | 6.0061
2025-08-23 21:00 | 0 | 0 | 135.9245 | 90 | 0 | 0 | 0.69382 | 0.69382 | 0.69382 | 0 | 0 | 0 | 0 | 0 | 0.73034 | 0.69382 | 0 | 0 | 2.9888 | 6.0061 | 0 | 0.73034 | -0.73034 | 17.6741 | 76.7824 | 0 | 1.6854 | 1.6854 | 0.20079 | 1.6854 | 0 | 0.7632 | 0 | 0 | 6.0061
2025-08-23 22:00 | 0 | 0 | 152.2259 | 90 | 0 | 0 | 0.81787 | 0.81787 | 0.81787 | 0 | 0 | 0 | 0 | 0 | 0.86092 | 0.81787 | 0 | 0 | 3.3808 | 6.0061 | 0 | 0.86092 | -0.86092 | 16.7115 | 72.6008 | 0 | 1.9867 | 1.9867 | 0.23669 | 1.9867 | 0 | 0.89966 | 0 | 0 | 6.0061
2025-08-23 23:00 | 0 | 0 | 172.2277 | 90 | 0 | 0 | 0.85928 | 0.85928 | 0.85928 | 0 | 0 | 1.1102e-16 | 0 | 0 | 0.90451 | 0.85928 | 0 | 0 | 3.9252 | 6.0061 | 0 | 0.90451 | -0.90451 | 15.7003 | 68.2075 | 0 | 2.0873 | 2.0873 | 0.24867 | 2.0873 | 0 | 0.94521 | 0 | 0 | 6.0061
2025-08-24 | 0 | 0 | -166.2305 | 90 | 0 | 0 | 0.33131 | 0.33131 | 0.33131 | 0 | 0 | 5.5511e-17 | 0 | 0 | 0.34875 | 0.33131 | 0 | 0 | 4.504 | 5.8074 | 0 | 0.34875 | -0.34875 | 15.3103 | 66.5135 | 0 | 0.80594 | 0.80594 | 0.096016 | 0.80594 | 0 | 0.36444 | 0 | 0 | 5.8074
2025-08-24 01:00 | 0 | 0 | -147.0311 | 90 | 0 | 0 | 0.35492 | 0.35492 | 0.35492 | 0 | 0 | 0 | 0 | 0 | 0.3736 | 0.35492 | 0 | 0 | 4.5754 | 5.4587 | 0 | 0.3736 | -0.3736 | 14.8927 | 64.6989 | 0 | 0.86336 | 0.86336 | 0.10286 | 0.86336 | 0 | 0.39041 | 0 | 0 | 5.4587
2025-08-24 02:00 | 0 | 0 | -131.776 | 90 | 0 | 0 | 0.40824 | 0.40824 | 0.40824 | 0 | 0 | 0 | 0 | 0 | 0.42973 | 0.40824 | 0 | 0 | 4.7511 | 5.0851 | 0 | 0.42973 | -0.42973 | 14.4122 | 62.6117 | 0 | 0.99307 | 0.99307 | 0.11831 | 0.99307 | 0 | 0.44906 | 0 | 0 | 5.0851
2025-08-24 03:00 | 0 | 0 | -119.9357 | 90 | 0 | 0 | 0.38494 | 0.38494 | 0.38494 | 0 | 0 | 5.5511e-17 | 0 | 0 | 0.4052 | 0.38494 | 0 | 0 | 5.0092 | 4.6554 | 0 | 0.4052 | -0.4052 | 13.9592 | 60.6436 | 0 | 0.9364 | 0.9364 | 0.11156 | 0.9364 | 0 | 0.42344 | 0 | 0 | 4.6554
2025-08-24 04:00 | 0 | 0 | -110.401 | 90 | 0 | 0 | 0.32641 | 0.32641 | 0.32641 | 0 | 0 | 5.5511e-17 | 0 | 0 | 0.34359 | 0.32641 | 0 | 0 | 5.143 | 4.2502 | 0 | 0.34359 | -0.34359 | 13.575 | 58.9747 | 0 | 0.79401 | 0.79401 | 0.094595 | 0.79401 | 0 | 0.35905 | 0 | 0 | 4.2502
2025-08-24 05:00 | 0.020742 | 1.2745 | -102.2029 | 95.2667 | 0.015853 | 0.050415 | 0.44417 | 0.44417 | 0.44417 | 11.3505 | 0 | 5.5511e-17 | 0 | 0.050415 | 0.46755 | 0.44417 | 0 | 0 | 5.143 | 3.9066 | 0 | 0.41713 | -0.41713 | 13.1087 | 56.9487 | 0 | 1.0805 | 1.0805 | 0.12872 | 1.0805 | 0 | 0.48859 | 0.040332 | 0 | 3.957
2025-08-24 06:00 | 0.11595 | 13.9051 | -94.5594 | 80.5467 | 0.10569 | 0.3361 | 0.42099 | 0.42099 | 0.42099 | 79.8354 | 0 | 0 | 0 | 0.3361 | 0.44315 | 0.42099 | 0 | 0 | 5.143 | 3.4894 | 0 | 0.10705 | -0.10705 | 12.989 | 56.4287 | 0 | 1.0241 | 1.0241 | 0.12201 | 1.0241 | 0 | 0.46309 | 0.26888 | 0 | 3.8255
2025-08-24 07:00 | 0.21615 | 26.6701 | -86.7198 | 65.8525 | 0.20407 | 0.64897 | 0.32357 | 0.32357 | 0.32357 | 200.567 | 0 | 0 | 0 | 0.64897 | 0.3406 | 0.32357 | 0 | 0 | 5.143 | 3.3824 | 0.30837 | 0 | 0.30837 | 13.2648 | 57.627 | 0 | 0.7871 | 0.7871 | 0.093772 | 0.7871 | 0 | 0.35592 | 0.51918 | 0 | 4.0314
2025-08-24 08:00 | 0.43495 | 39.3197 | -77.6991 | 51.2407 | 0.42501 | 1.3516 | 0.4172 | 0.4172 | 0.4172 | 323.9725 | 0 | 0 | 0 | 1.3516 | 0.43916 | 0.4172 | 0 | 0 | 5.143 | 3.6291 | 0.91245 | 0 | 0.91245 | 14.0809 | 61.1725 | 0 | 1.0149 | 1.0149 | 0.12091 | 1.0149 | 0 | 0.45892 | 1.0813 | 0 | 4.9807
2025-08-24 09:00 | 0.7864 | 51.4535 | -65.7291 | 36.8365 | 0.81205 | 2.5825 | 0.39911 | 0.39911 | 0.39911 | 647.0626 | 0 | 0 | 0 | 2.5825 | 0.42011 | 0.39911 | 0 | 0 | 4.7687 | 4.359 | 2.1624 | 0 | 2.1624 | 16.015 | 69.5747 | 0 | 0.97085 | 0.97085 | 0.11566 | 0.97085 | 0 | 0.43902 | 2.066 | 0 | 6.9415
2025-08-24 10:00 | 0.8729 | 62.1412 | -46.9658 | 23.0585 | 0.91476 | 2.9091 | 0.4766 | 0.4766 | 0.4766 | 610.3828 | 0 | 0 | 0 | 2.9091 | 0.50168 | 0.4766 | 0 | 0 | 3.334 | 6.0061 | 2.4074 | 0 | 2.4074 | 18.1682 | 78.9292 | 0 | 1.1594 | 1.1594 | 0.13812 | 1.1594 | 0 | 0.52426 | 2.3273 | 0 | 8.9152
2025-08-24 11:00 | 0.79485 | 68.8589 | -14.7434 | 12.2699 | 0.82669 | 2.629 | 0.25572 | 0.25572 | 0.25572 | 1028.092 | 0.43501 | 0 | 0 | 2.629 | 0.26918 | 0.25572 | 0 | 0 | 1.9248 | 6.0061 | 1.9248 | 0 | 1.9248 | 19.8898 | 86.4085 | 0 | 0.62205 | 0.62205 | 0.074108 | 0.62205 | 0 | 0.28129 | 2.1032 | 0 | 8.6352
2025-08-24 12:00 | 0.91557 | 67.6035 | 25.5365 | 14.6209 | 0.96456 | 3.0675 | 0.74506 | 0.74506 | 0.74506 | 411.7052 | 1.303 | 0 | 0 | 3.0675 | 0.78428 | 0.74506 | 0 | 0 | 0.98016 | 6.0061 | 0.98016 | 0 | 0.98016 | 20.7665 | 90.2171 | 0 | 1.8098 | 1.8098 | 0.21562 | 1.8098 | 0 | 0.81957 | 2.454 | 0 | 9.0736
2025-08-24 13:00 | 0.74968 | 59.3479 | 53.3619 | 26.8572 | 0.77535 | 2.4658 | 0.6901 | 0.6901 | 0.6901 | 357.3044 | 1.0338 | 0 | 0 | 2.4658 | 0.72642 | 0.6901 | 0 | 0 | 0.7055 | 6.0061 | 0.7055 | 0 | 0.7055 | 21.3975 | 92.9585 | 0 | 1.6763 | 1.6763 | 0.19971 | 1.6763 | 0 | 0.75911 | 1.9726 | 0 | 8.4719
2025-08-24 14:00 | 0.80211 | 48.0909 | 69.5996 | 40.8999 | 0.82345 | 2.6187 | 0.78711 | 0.78711 | 0.78711 | 332.6997 | 1.2824 | 0 | 0 | 2.6187 | 0.82853 | 0.78711 | 0 | 0 | 0.50781 | 6.0061 | 0.50781 | 0 | 0.50781 | 21.8517 | 94.9317 | 0 | 1.912 | 1.912 | 0.22778 | 1.912 | 0 | 0.86582 | 2.095 | 0 | 8.6248
2025-08-24 15:00 | 0.61595 | 35.7507 | 80.4652 | 55.3846 | 0.60702 | 1.9304 | 0.60717 | 0.60717 | 0.60717 | 317.9348 | 0.92578 | 0 | 0 | 1.9304 | 0.63913 | 0.60717 | 0 | 0 | 0.36551 | 6.0061 | 0.36551 | 0 | 0.36551 | 22.1787 | 96.3519 | 0 | 1.4749 | 1.4749 | 0.17571 | 1.4749 | 0 | 0.66789 | 1.5443 | 0 | 7.9366
2025-08-24 16:00 | 0.37192 | 23.0379 | 89.0194 | 70.028 | 0.33279 | 1.0583 | 0.75323 | 0.75323 | 0.75323 | 140.5063 | 0.0023775 | 0 | 0 | 1.0583 | 0.79288 | 0.75323 | 0 | 0 | 0.26309 | 6.0061 | 0.26309 | 0 | 0.26309 | 22.414 | 97.3742 | 0 | 1.8297 | 1.8297 | 0.21798 | 1.8297 | 0 | 0.82855 | 0.84667 | 0 | 7.0645
2025-08-24 17:00 | 0.17142 | 10.2879 | 96.7198 | 84.734 | 0.097692 | 0.31068 | 0.6466 | 0.6466 | 0.6466 | 48.0474 | 0 | 0 | 0 | 0.31068 | 0.68064 | 0.6466 | 0 | 0 | 0.18936 | 6.0061 | 0 | 0.36996 | -0.36996 | 22.0004 | 95.5772 | 0 | 1.5707 | 1.5707 | 0.18712 | 1.5707 | 0 | 0.71126 | 0.24854 | 0 | 6.3168
2025-08-24 18:00 | 0.0081214 | 0 | 104.4471 | 90 | 0 | 0 | 0.9092 | 0.9092 | 0.9092 | 0 | 0 | 0 | 0 | 0 | 0.95705 | 0.9092 | 0 | 0 | 0.60403 | 6.0061 | 0 | 0.95705 | -0.95705 | 20.9303 | 90.9287 | 0 | 2.2085 | 2.2085 | 0.26312 | 2.2085 | 0 | 1.0001 | 0 | 0 | 6.0061
2025-08-24 19:00 | 0 | 0 | 112.9398 | 90 | 0 | 0 | 0.75116 | 0.75116 | 0.75116 | 0 | 0 | 1.1102e-16 | 0 | 0 | 0.7907 | 0.75116 | 0 | 0 | 1.4416 | 6.0061 | 0 | 0.7907 | -0.7907 | 20.0463 | 87.0882 | 0 | 1.8247 | 1.8247 | 0.21738 | 1.8247 | 0 | 0.82628 | 0 | 0 | 6.0061
2025-08-24 20:00 | 0 | 0 | 123.0219 | 90 | 0 | 0 | 0.91152 | 0.91152 | 0.91152 | 0 | 0 | 1.1102e-16 | 0 | 0 | 0.9595 | 0.91152 | 0 | 0 | 1.9939 | 6.0061 | 0 | 0.9595 | -0.9595 | 18.9736 | 82.4278 | 0 | 2.2142 | 2.2142 | 0.26379 | 2.2142 | 0 | 1.0027 | 0 | 0 | 6.0061
2025-08-24 21:00 | 0 | 0 | 135.7235 | 90 | 0 | 0 | 0.66244 | 0.66244 | 0.66244 | 0 | 0 | 0 | 0 | 0 | 0.6973 | 0.66244 | 0 | 0 | 2.6638 | 6.0061 | 0 | 0.6973 | -0.6973 | 18.194 | 79.0409 | 0 | 1.6091 | 1.6091 | 0.19171 | 1.6091 | 0 | 0.72868 | 0 | 0 | 6.0061
2025-08-24 22:00 | 0 | 0 | 152.109 | 90 | 0 | 0 | 0.69967 | 0.69967 | 0.69967 | 0 | 0 | 1.1102e-16 | 0 | 0 | 0.73649 | 0.69967 | 0 | 0 | 3.0578 | 6.0061 | 0 | 0.73649 | -0.73649 | 17.3705 | 75.4637 | 0 | 1.6996 | 1.6996 | 0.20248 | 1.6996 | 0 | 0.76963 | 0 | 0 | 6.0061
2025-08-24 23:00 | 0 | 0 | 172.2592 | 90 | 0 | 0 | 0.82655 | 0.82655 | 0.82655 | 0 | 0 | 1.1102e-16 | 0 | 0 | 0.87005 | 0.82655 | 0 | 0 | 3.5094 | 6.0061 | 0 | 0.87005 | -0.87005 | 16.3978 | 71.2378 | 0 | 2.0078 | 2.0078 | 0.2392 | 2.0078 | 0 | 0.9092 | 0 | 0 | 6.0061
2025-08-25 | 0 | 0 | -166.029 | 90 | 0 | 0 | 0.37624 | 0.37624 | 0.37624 | 0 | 0 | 5.5511e-17 | 0 | 0 | 0.39604 | 0.37624 | 0 | 0 | 4.0847 | 6.0061 | 0 | 0.39604 | -0.39604 | 15.955 | 69.3141 | 0 | 0.91522 | 0.91522 | 0.10904 | 0.91522 | 0 | 0.41386 | 0 | 0 | 6.0061
2025-08-25 01:00 | 0 | 0 | -146.728 | 90 | 0 | 0 | 0.43688 | 0.43688 | 0.43688 | 0 | 0 | 5.5511e-17 | 0 | 0 | 0.45987 | 0.43688 | 0 | 0 | 4.216 | 6.0061 | 0 | 0.45987 | -0.45987 | 15.4408 | 67.0805 | 0 | 1.0627 | 1.0627 | 0.12661 | 1.0627 | 0 | 0.48056 | 0 | 0 | 6.0061
2025-08-25 02:00 | 0 | 0 | -131.4397 | 90 | 0 | 0 | 0.40735 | 0.40735 | 0.40735 | 0 | 0 | 5.5511e-17 | 0 | 0 | 0.42879 | 0.40735 | 0 | 0 | 4.4693 | 5.5754 | 0 | 0.42879 | -0.42879 | 14.9614 | 64.9978 | 0 | 0.99091 | 0.99091 | 0.11805 | 0.99091 | 0 | 0.44809 | 0 | 0 | 5.5754
2025-08-25 03:00 | 0 | 0 | -119.5971 | 90 | 0 | 0 | 0.3679 | 0.3679 | 0.3679 | 0 | 0 | 5.5511e-17 | 0 | 0 | 0.38727 | 0.3679 | 0 | 0 | 4.7133 | 5.1466 | 0 | 0.38727 | -0.38727 | 14.5285 | 63.1168 | 0 | 0.89494 | 0.89494 | 0.10662 | 0.89494 | 0 | 0.40469 | 0 | 0 | 5.1466
2025-08-25 04:00 | 0 | 0 | -110.0655 | 90 | 0 | 0 | 0.38728 | 0.38728 | 0.38728 | 0 | 0 | 0 | 0 | 0 | 0.40766 | 0.38728 | 0 | 0 | 4.933 | 4.7593 | 0 | 0.40766 | -0.40766 | 14.0727 | 61.1367 | 0 | 0.94208 | 0.94208 | 0.11224 | 0.94208 | 0 | 0.42601 | 0 | 0 | 4.7593
2025-08-25 05:00 | 0.027412 | 1.1408 | -101.8646 | 95.2073 | 0.012051 | 0.038324 | 0.26318 | 0.26318 | 0.26318 | 14.5619 | 0 | 0 | 0 | 0.038324 | 0.27703 | 0.26318 | 0 | 0 | 5.143 | 4.3517 | 0 | 0.23871 | -0.23871 | 13.8058 | 59.9773 | 0 | 0.6402 | 0.6402 | 0.076271 | 0.6402 | 0 | 0.2895 | 0.030659 | 0 | 4.39
2025-08-25 06:00 | 0.15792 | 13.7823 | -94.2069 | 80.4695 | 0.13344 | 0.42436 | 0.36409 | 0.36409 | 0.36409 | 116.5546 | 0 | 0 | 0 | 0.42436 | 0.38325 | 0.36409 | 0 | 0 | 5.143 | 4.113 | 0.041111 | 0 | 0.041111 | 13.8426 | 60.137 | 0 | 0.88566 | 0.88566 | 0.10551 | 0.88566 | 0 | 0.4005 | 0.33949 | 0 | 4.5373
2025-08-25 07:00 | 0.28817 | 26.548 | -86.3367 | 65.7562 | 0.27207 | 0.86523 | 0.42532 | 0.42532 | 0.42532 | 203.4299 | 0 | 0 | 0 | 0.86523 | 0.4477 | 0.42532 | 0 | 0 | 5.143 | 4.1459 | 0.41752 | 0 | 0.41752 | 14.216 | 61.7594 | 0 | 1.0346 | 1.0346 | 0.12326 | 1.0346 | 0 | 0.46785 | 0.69218 | 0 | 5.0111
2025-08-25 08:00 | 0.25196 | 39.185 | -77.2629 | 51.1205 | 0.23914 | 0.76052 | 0.35359 | 0.35359 | 0.35359 | 215.0814 | 0 | 0 | 0 | 0.76052 | 0.3722 | 0.35359 | 0 | 0 | 4.8352 | 4.4799 | 0.38831 | 0 | 0.38831 | 14.5633 | 63.2683 | 0 | 0.86014 | 0.86014 | 0.10247 | 0.86014 | 0 | 0.38895 | 0.60841 | 0 | 5.2404
2025-08-25 09:00 | 0.56939 | 51.2856 | -65.2123 | 36.6811 | 0.57211 | 1.8194 | 0.23688 | 0.23688 | 0.23688 | 768.0928 | 0 | 0 | 0 | 1.8194 | 0.24934 | 0.23688 | 0 | 0 | 4.5938 | 4.7905 | 1.5701 | 0 | 1.5701 | 15.9677 | 69.3691 | 0 | 0.57621 | 0.57621 | 0.068648 | 0.57621 | 0 | 0.26056 | 1.4555 | 0 | 6.61
2025-08-25 10:00 | 0.8303 | 61.9052 | -46.3761 | 22.8377 | 0.87043 | 2.7681 | 0.27662 | 0.27662 | 0.27662 | 1000.704 | 0 | 0 | 0 | 2.7681 | 0.29118 | 0.27662 | 0 | 0 | 3.5314 | 6.0061 | 2.4769 | 0 | 2.4769 | 18.1831 | 78.9938 | 0 | 0.67289 | 0.67289 | 0.080166 | 0.67289 | 0 | 0.30428 | 2.2145 | 0 | 8.7743
2025-08-25 11:00 | 1.0444 | 68.5241 | -14.3524 | 11.9202 | 1.1081 | 3.524 | 0.43097 | 0.43097 | 0.43097 | 817.6837 | 1.0942 | 0 | 0 | 3.524 | 0.45365 | 0.43097 | 0 | 0 | 1.9761 | 6.0061 | 1.9761 | 0 | 1.9761 | 19.9506 | 86.6722 | 0 | 1.0484 | 1.0484 | 0.1249 | 1.0484 | 0 | 0.47407 | 2.8192 | 0 | 9.5301
2025-08-25 12:00 | 1.0542 | 67.2471 | 25.3482 | 14.3995 | 1.1176 | 3.5542 | 0.68446 | 0.68446 | 0.68446 | 519.2706 | 1.8726 | 0 | 0 | 3.5542 | 0.72048 | 0.68446 | 0 | 0 | 0.96114 | 6.0061 | 0.96114 | 0 | 0.96114 | 20.8102 | 90.407 | 0 | 1.6626 | 1.6626 | 0.19808 | 1.6626 | 0 | 0.7529 | 2.8433 | 0 | 9.5603
2025-08-25 13:00 | 0.74083 | 59.0448 | 52.9694 | 26.7821 | 0.76779 | 2.4417 | 0.99633 | 0.99633 | 0.99633 | 245.0712 | 0.70114 | 0 | 0 | 2.4417 | 1.0488 | 0.99633 | 0 | 0 | 0.69181 | 6.0061 | 0.69181 | 0 | 0.69181 | 21.429 | 93.0951 | 0 | 2.4202 | 2.4202 | 0.28833 | 2.4202 | 0 | 1.096 | 1.9534 | 0 | 8.4479
2025-08-25 14:00 | 0.53803 | 47.8287 | 69.2233 | 40.8846 | 0.53787 | 1.7105 | 0.89523 | 0.89523 | 0.89523 | 191.0677 | 0.2702 | 0 | 0 | 1.7105 | 0.94235 | 0.89523 | 0 | 0 | 0.49795 | 6.0061 | 0.49795 | 0 | 0.49795 | 21.8744 | 95.03 | 0 | 2.1746 | 2.1746 | 0.25908 | 2.1746 | 0 | 0.98476 | 1.3684 | 0 | 7.7167
2025-08-25 15:00 | 0.53349 | 35.5089 | 80.1309 | 55.4024 | 0.527 | 1.6759 | 0.66724 | 0.66724 | 0.66724 | 251.1739 | 0.61516 | 0 | 0 | 1.6759 | 0.70236 | 0.66724 | 0 | 0 | 0.35841 | 6.0061 | 0.35841 | 0 | 0.35841 | 22.195 | 96.4227 | 0 | 1.6208 | 1.6208 | 0.1931 | 1.6208 | 0 | 0.73397 | 1.3408 | 0 | 7.6821
2025-08-25 16:00 | 0.31867 | 22.8028 | 88.7182 | 70.0686 | 0.29006 | 0.92246 | 0.70235 | 0.70235 | 0.70235 | 131.3382 | 0 | 0 | 0 | 0.92246 | 0.73932 | 0.70235 | 0 | 0 | 0.25798 | 6.0061 | 0.18314 | 0 | 0.18314 | 22.3588 | 97.1343 | 0 | 1.7061 | 1.7061 | 0.20326 | 1.7061 | 0 | 0.77259 | 0.73796 | 0 | 6.9286
2025-08-25 17:00 | 0.072542 | 10.0497 | 96.4406 | 84.7934 | 0.066303 | 0.21085 | 0.47199 | 0.47199 | 0.47199 | 44.6736 | 0 | 5.5511e-17 | 0 | 0.21085 | 0.49683 | 0.47199 | 0 | 0 | 0.23939 | 6.0061 | 0 | 0.28598 | -0.28598 | 22.039 | 95.7453 | 0 | 1.1465 | 1.1465 | 0.13659 | 1.1465 | 0 | 0.51919 | 0.16868 | 0 | 6.217
2025-08-25 18:00 | 0.0044042 | 0 | 104.182 | 90 | 0 | 0 | 0.5854 | 0.5854 | 0.5854 | 0 | 0 | 0 | 0 | 0 | 0.61621 | 0.5854 | 0 | 0 | 0.56787 | 6.0061 | 0 | 0.61621 | -0.61621 | 21.3501 | 92.7523 | 0 | 1.422 | 1.422 | 0.16941 | 1.422 | 0 | 0.64394 | 0 | 0 | 6.0061
2025-08-25 19:00 | 0 | 0 | 112.6853 | 90 | 0 | 0 | 0.94364 | 0.94364 | 0.94364 | 0 | 0 | 1.1102e-16 | 0 | 0 | 0.99331 | 0.94364 | 0 | 0 | 1.1079 | 6.0061 | 0 | 0.99331 | -0.99331 | 20.2396 | 87.9277 | 0 | 2.2922 | 2.2922 | 0.27309 | 2.2922 | 0 | 1.038 | 0 | 0 | 6.0061
2025-08-25 20:00 | 0 | 0 | 122.7826 | 90 | 0 | 0 | 0.9067 | 0.9067 | 0.9067 | 0 | 0 | 1.1102e-16 | 0 | 0 | 0.95442 | 0.9067 | 0 | 0 | 1.8982 | 6.0061 | 0 | 0.95442 | -0.95442 | 19.1725 | 83.2919 | 0 | 2.2025 | 2.2025 | 0.26239 | 2.2025 | 0 | 0.99737 | 0 | 0 | 6.0061
2025-08-25 21:00 | 0 | 0 | 135.5207 | 90 | 0 | 0 | 0.54 | 0.54 | 0.54 | 0 | 0 | 0 | 0 | 0 | 0.56842 | 0.54 | 0 | 0 | 2.5569 | 6.0061 | 0 | 0.56842 | -0.56842 | 18.537 | 80.5311 | 0 | 1.3117 | 1.3117 | 0.15627 | 1.3117 | 0 | 0.594 | 0 | 0 | 6.0061
2025-08-25 22:00 | 0 | 0 | 151.9918 | 90 | 0 | 0 | 0.58995 | 0.58995 | 0.58995 | 0 | 0 | 0 | 0 | 0 | 0.621 | 0.58995 | 0 | 0 | 2.8331 | 6.0061 | 0 | 0.621 | -0.621 | 17.8427 | 77.5148 | 0 | 1.4331 | 1.4331 | 0.17073 | 1.4331 | 0 | 0.64895 | 0 | 0 | 6.0061
2025-08-25 23:00 | 0 | 0 | 172.294 | 90 | 0 | 0 | 0.63512 | 0.63512 | 0.63512 | 0 | 0 | 1.1102e-16 | 0 | 0 | 0.66855 | 0.63512 | 0 | 0 | 3.2001 | 6.0061 | 0 | 0.66855 | -0.66855 | 17.0952 | 74.2675 | 0 | 1.5428 | 1.5428 | 0.1838 | 1.5428 | 0 | 0.69863 | 0 | 0 | 6.0061
2025-08-26 | 0 | 0 | -165.8208 | 90 | 0 | 0 | 0.35823 | 0.35823 | 0.35823 | 0 | 0 | 5.5511e-17 | 0 | 0 | 0.37708 | 0.35823 | 0 | 0 | 3.6208 | 6.0061 | 0 | 0.37708 | -0.37708 | 16.6736 | 72.436 | 0 | 0.87141 | 0.87141 | 0.10382 | 0.87141 | 0 | 0.39405 | 0 | 0 | 6.0061
2025-08-26 01:00 | 0 | 0 | -146.4176 | 90 | 0 | 0 | 0.37639 | 0.37639 | 0.37639 | 0 | 0 | 5.5511e-17 | 0 | 0 | 0.3962 | 0.37639 | 0 | 0 | 3.7775 | 6.0061 | 0 | 0.3962 | -0.3962 | 16.2306 | 70.5116 | 0 | 0.91559 | 0.91559 | 0.10908 | 0.91559 | 0 | 0.41403 | 0 | 0 | 6.0061
2025-08-26 02:00 | 0 | 0 | -131.0972 | 90 | 0 | 0 | 0.38937 | 0.38937 | 0.38937 | 0 | 0 | 5.5511e-17 | 0 | 0 | 0.40986 | 0.38937 | 0 | 0 | 3.9953 | 6.0061 | 0 | 0.40986 | -0.40986 | 15.7724 | 68.5209 | 0 | 0.94716 | 0.94716 | 0.11284 | 0.94716 | 0 | 0.4283 | 0 | 0 | 6.0061
2025-08-26 03:00 | 0 | 0 | -119.2534 | 90 | 0 | 0 | 0.32734 | 0.32734 | 0.32734 | 0 | 0 | 0 | 0 | 0 | 0.34457 | 0.32734 | 0 | 0 | 4.2416 | 5.872 | 0 | 0.34457 | -0.34457 | 15.3872 | 66.8473 | 0 | 0.79627 | 0.79627 | 0.094865 | 0.79627 | 0 | 0.36007 | 0 | 0 | 5.872
2025-08-26 04:00 | 0 | 0 | -109.7257 | 90 | 0 | 0 | 0.31273 | 0.31273 | 0.31273 | 0 | 0 | 5.5511e-17 | 0 | 0 | 0.32919 | 0.31273 | 0 | 0 | 4.4343 | 5.5274 | 0 | 0.32919 | -0.32919 | 15.0191 | 65.2483 | 0 | 0.76074 | 0.76074 | 0.090632 | 0.76074 | 0 | 0.34401 | 0 | 0 | 5.5274
2025-08-26 05:00 | 0.017603 | 1.0072 | -101.5226 | 95.1455 | 0.014447 | 0.045942 | 0.31367 | 0.31367 | 0.31367 | 14.6468 | 0 | 5.5511e-17 | 0 | 0.045942 | 0.33018 | 0.31367 | 0 | 0 | 4.6255 | 5.1982 | 0 | 0.28424 | -0.28424 | 14.7013 | 63.8678 | 0 | 0.76302 | 0.76302 | 0.090903 | 0.76302 | 0 | 0.34504 | 0.036754 | 0 | 5.2441
2025-08-26 06:00 | 0.13697 | 13.6593 | -93.8507 | 80.3904 | 0.12113 | 0.38522 | 0.38586 | 0.38586 | 0.38586 | 99.8346 | 5.5511e-17 | 0 | 0 | 0.38522 | 0.40617 | 0.38586 | 0 | 0 | 4.7841 | 4.914 | 0 | 0.020947 | -0.020947 | 14.6779 | 63.766 | 0 | 0.93863 | 0.93863 | 0.11183 | 0.93863 | 0 | 0.42445 | 0.30818 | 0 | 5.2992
2025-08-26 07:00 | 0.38743 | 26.4251 | -85.9501 | 65.6584 | 0.3657 | 1.163 | 0.22162 | 0.22162 | 0.22162 | 524.7702 | 0 | 0 | 0 | 1.163 | 0.23328 | 0.22162 | 0 | 0 | 4.7169 | 4.893 | 0.92971 | 0 | 0.92971 | 15.5095 | 67.3786 | 0 | 0.53911 | 0.53911 | 0.064227 | 0.53911 | 0 | 0.24378 | 0.9304 | 0 | 6.056
2025-08-26 08:00 | 0.65641 | 39.0489 | -76.8234 | 50.9993 | 0.66335 | 2.1096 | 0.27613 | 0.27613 | 0.27613 | 763.9817 | 0 | 0 | 0 | 2.1096 | 0.29066 | 0.27613 | 0 | 0 | 4.0089 | 5.6368 | 1.8189 | 0 | 1.8189 | 17.1364 | 74.4463 | 0 | 0.6717 | 0.6717 | 0.080023 | 0.6717 | 0 | 0.30374 | 1.6876 | 0 | 7.7463
2025-08-26 09:00 | 0.82981 | 51.1152 | -64.6933 | 36.5252 | 0.86491 | 2.7506 | 0.2617 | 0.2617 | 0.2617 | 1051.058 | 0 | 0 | 0 | 2.7506 | 0.27547 | 0.2617 | 0 | 0 | 2.8006 | 6.0061 | 2.4751 | 0 | 2.4751 | 19.3501 | 84.0638 | 0 | 0.63659 | 0.63659 | 0.075841 | 0.63659 | 0 | 0.28786 | 2.2005 | 0 | 8.7567
2025-08-26 10:00 | 0.96104 | 61.6655 | -45.7877 | 22.617 | 1.0168 | 3.2337 | 0.32317 | 0.32317 | 0.32317 | 1000.622 | 1.6019 | 0 | 0 | 3.2337 | 0.34018 | 0.32317 | 0 | 0 | 1.2916 | 6.0061 | 1.2916 | 0 | 1.2916 | 20.5054 | 89.0827 | 0 | 0.78613 | 0.78613 | 0.093656 | 0.78613 | 0 | 0.35549 | 2.587 | 0 | 9.2399
2025-08-26 11:00 | 1.0727 | 68.1858 | -13.9654 | 11.5675 | 1.1424 | 3.6329 | 0.40086 | 0.40086 | 0.40086 | 906.2767 | 2.4236 | 0 | 0 | 3.6329 | 0.42196 | 0.40086 | 0 | 0 | 0.78731 | 6.0061 | 0.78731 | 0 | 0.78731 | 21.2096 | 92.1419 | 0 | 0.97511 | 0.97511 | 0.11617 | 0.97511 | 0 | 0.44094 | 2.9063 | 0 | 9.639
2025-08-26 12:00 | 0.93159 | 66.8867 | 25.1677 | 14.1831 | 0.98895 | 3.145 | 0.72166 | 0.72166 | 0.72166 | 435.8077 | 1.8187 | 0 | 0 | 3.145 | 0.75964 | 0.72166 | 0 | 0 | 0.56669 | 6.0061 | 0.56669 | 0 | 0.56669 | 21.7165 | 94.3439 | 0 | 1.753 | 1.753 | 0.20884 | 1.753 | 0 | 0.79382 | 2.516 | 0 | 9.1512
2025-08-26 13:00 | 0.95064 | 58.7368 | 52.5827 | 26.7123 | 1.0027 | 3.1887 | 0.86199 | 0.86199 | 0.86199 | 369.9171 | 1.8734 | 0 | 0 | 3.1887 | 0.90736 | 0.86199 | 0 | 0 | 0.40789 | 6.0061 | 0.40789 | 0 | 0.40789 | 22.0813 | 95.9289 | 0 | 2.0939 | 2.0939 | 0.24946 | 2.0939 | 0 | 0.94819 | 2.5509 | 0 | 9.1948
2025-08-26 14:00 | 0.71048 | 47.5617 | 68.8488 | 40.8735 | 0.73307 | 2.3313 | 0.76098 | 0.76098 | 0.76098 | 306.351 | 1.2367 | 0 | 0 | 2.3313 | 0.80104 | 0.76098 | 0 | 0 | 0.29359 | 6.0061 | 0.29359 | 0 | 0.29359 | 22.3439 | 97.0697 | 0 | 1.8485 | 1.8485 | 0.22023 | 1.8485 | 0 | 0.83708 | 1.865 | 0 | 8.3374
2025-08-26 15:00 | 0.51594 | 35.2627 | 79.7968 | 55.4235 | 0.51148 | 1.6266 | 0.7925 | 0.7925 | 0.7925 | 205.2474 | 0.58105 | 0 | 0 | 1.6266 | 0.83421 | 0.7925 | 0 | 0 | 0.21132 | 6.0061 | 0.21132 | 0 | 0.21132 | 22.5329 | 97.8908 | 0 | 1.9251 | 1.9251 | 0.22935 | 1.9251 | 0 | 0.87175 | 1.3013 | 0 | 7.6327
2025-08-26 16:00 | 0.36916 | 22.5636 | 88.4163 | 70.112 | 0.33472 | 1.0645 | 0.43066 | 0.43066 | 0.43066 | 247.1717 | 0.45904 | 0 | 0 | 1.0645 | 0.45333 | 0.43066 | 0 | 0 | 0.1521 | 6.0061 | 0.1521 | 0 | 0.1521 | 22.6689 | 98.4819 | 0 | 1.0461 | 1.0461 | 0.12463 | 1.0461 | 0 | 0.47373 | 0.85158 | 0 | 7.0706
2025-08-26 17:00 | 0.16009 | 9.8078 | 96.1602 | 84.8551 | 0.094144 | 0.29939 | 0.68858 | 0.68858 | 0.68858 | 43.4799 | 0 | 0 | 0 | 0.29939 | 0.72482 | 0.68858 | 0 | 0 | 0.10948 | 6.0061 | 0 | 0.42543 | -0.42543 | 22.1933 | 96.4155 | 0 | 1.6726 | 1.6726 | 0.19927 | 1.6726 | 0 | 0.75744 | 0.23951 | 0 | 6.3055
2025-08-26 18:00 | 0.005776 | 0 | 103.9152 | 90 | 0 | 0 | 0.66017 | 0.66017 | 0.66017 | 0 | 0 | 1.1102e-16 | 0 | 0 | 0.69492 | 0.66017 | 0 | 0 | 0.53896 | 6.0061 | 0 | 0.69492 | -0.69492 | 21.4164 | 93.0402 | 0 | 1.6036 | 1.6036 | 0.19105 | 1.6036 | 0 | 0.72619 | 0 | 0 | 6.0061
2025-08-26 19:00 | 0 | 0 | 112.4288 | 90 | 0 | 0 | 0.83759 | 0.83759 | 0.83759 | 0 | 0 | 1.1102e-16 | 0 | 0 | 0.88167 | 0.83759 | 0 | 0 | 1.1175 | 6.0061 | 0 | 0.88167 | -0.88167 | 20.4306 | 88.7578 | 0 | 2.0346 | 2.0346 | 0.24239 | 2.0346 | 0 | 0.92135 | 0 | 0 | 6.0061
2025-08-26 20:00 | 0 | 0 | 122.5413 | 90 | 0 | 0 | 0.54627 | 0.54627 | 0.54627 | 0 | 0 | 1.1102e-16 | 0 | 0 | 0.57502 | 0.54627 | 0 | 0 | 1.7815 | 6.0061 | 0 | 0.57502 | -0.57502 | 19.7877 | 85.9648 | 0 | 1.327 | 1.327 | 0.15809 | 1.327 | 0 | 0.6009 | 0 | 0 | 6.0061
2025-08-26 21:00 | 0 | 0 | 135.316 | 90 | 0 | 0 | 0.79098 | 0.79098 | 0.79098 | 0 | 0 | 0 | 0 | 0 | 0.83261 | 0.79098 | 0 | 0 | 2.1057 | 6.0061 | 0 | 0.83261 | -0.83261 | 18.8568 | 81.9207 | 0 | 1.9214 | 1.9214 | 0.22891 | 1.9214 | 0 | 0.87008 | 0 | 0 | 6.0061
2025-08-26 22:00 | 0 | 0 | 151.8741 | 90 | 0 | 0 | 0.82857 | 0.82857 | 0.82857 | 0 | 0 | 1.1102e-16 | 0 | 0 | 0.87218 | 0.82857 | 0 | 0 | 2.6799 | 6.0061 | 0 | 0.87218 | -0.87218 | 17.8817 | 77.6844 | 0 | 2.0127 | 2.0127 | 0.23978 | 2.0127 | 0 | 0.91143 | 0 | 0 | 6.0061
2025-08-26 23:00 | 0 | 0 | 172.3319 | 90 | 0 | 0 | 0.74316 | 0.74316 | 0.74316 | 0 | 0 | 1.1102e-16 | 0 | 0 | 0.78227 | 0.74316 | 0 | 0 | 3.2582 | 6.0061 | 0 | 0.78227 | -0.78227 | 17.0071 | 73.8849 | 0 | 1.8052 | 1.8052 | 0.21507 | 1.8052 | 0 | 0.81747 | 0 | 0 | 6.0061
2025-08-27 | 0 | 0 | -165.606 | 90 | 0 | 0 | 0.53346 | 0.53346 | 0.53346 | 0 | 0 | 0 | 0 | 0 | 0.56154 | 0.53346 | 0 | 0 | 3.736 | 6.0061 | 0 | 0.56154 | -0.56154 | 16.3793 | 71.1574 | 0 | 1.2977 | 1.2977 | 0.1546 | 1.2977 | 0 | 0.58681 | 0 | 0 | 6.0061
2025-08-27 01:00 | 0 | 0 | -146.1 | 90 | 0 | 0 | 0.38056 | 0.38056 | 0.38056 | 0 | 0 | 0 | 0 | 0 | 0.40059 | 0.38056 | 0 | 0 | 4.021 | 6.0061 | 0 | 0.40059 | -0.40059 | 15.9314 | 69.2116 | 0 | 0.92574 | 0.92574 | 0.11029 | 0.92574 | 0 | 0.41862 | 0 | 0 | 6.0061
2025-08-27 02:00 | 0 | 0 | -130.7485 | 90 | 0 | 0 | 0.32855 | 0.32855 | 0.32855 | 0 | 0 | 5.5511e-17 | 0 | 0 | 0.34584 | 0.32855 | 0 | 0 | 4.1979 | 6.0061 | 0 | 0.34584 | -0.34584 | 15.5448 | 67.5318 | 0 | 0.79922 | 0.79922 | 0.095216 | 0.79922 | 0 | 0.36141 | 0 | 0 | 6.0061
2025-08-27 03:00 | 0 | 0 | -118.9047 | 90 | 0 | 0 | 0.38548 | 0.38548 | 0.38548 | 0 | 0 | 5.5511e-17 | 0 | 0 | 0.40576 | 0.38548 | 0 | 0 | 4.3666 | 5.6683 | 0 | 0.40576 | -0.40576 | 15.0911 | 65.561 | 0 | 0.93769 | 0.93769 | 0.11171 | 0.93769 | 0 | 0.42402 | 0 | 0 | 5.6683
2025-08-27 04:00 | 0 | 0 | -109.3818 | 90 | 0 | 0 | 0.29838 | 0.29838 | 0.29838 | 0 | 0 | 0 | 0 | 0 | 0.31408 | 0.29838 | 0 | 0 | 4.6152 | 5.2626 | 0 | 0.31408 | -0.31408 | 14.7399 | 64.0354 | 0 | 0.72582 | 0.72582 | 0.086471 | 0.72582 | 0 | 0.32821 | 0 | 0 | 5.2626
2025-08-27 05:00 | 0.021691 | 0.87382 | -101.1768 | 95.0815 | 0.013771 | 0.043795 | 0.39282 | 0.39282 | 0.39282 | 11.149 | 0 | 0 | 0 | 0.043795 | 0.41349 | 0.39282 | 0 | 0 | 4.7838 | 4.9485 | 0 | 0.3697 | -0.3697 | 14.3266 | 62.2398 | 0 | 0.95555 | 0.95555 | 0.11384 | 0.95555 | 0 | 0.4321 | 0.035036 | 0 | 4.9923
2025-08-27 06:00 | 0.1118 | 13.5361 | -93.4912 | 80.3095 | 0.10262 | 0.32635 | 0.34075 | 0.34075 | 0.34075 | 95.7765 | 0 | 0 | 0 | 0.32635 | 0.35868 | 0.34075 | 0 | 0 | 5.0175 | 4.5788 | 0 | 0.032325 | -0.032325 | 14.2905 | 62.0828 | 0 | 0.82888 | 0.82888 | 0.09875 | 0.82888 | 0 | 0.37482 | 0.26108 | 0 | 4.9051
2025-08-27 07:00 | 0.11829 | 26.3015 | -85.5602 | 65.5592 | 0.11159 | 0.35488 | 0.24965 | 0.24965 | 0.24965 | 142.1526 | 0 | 0 | 0 | 0.35488 | 0.26278 | 0.24965 | 0 | 0 | 4.9465 | 4.5465 | 0.092093 | 0 | 0.092093 | 14.3728 | 62.4406 | 0 | 0.60728 | 0.60728 | 0.072349 | 0.60728 | 0 | 0.27461 | 0.2839 | 0 | 4.9013
2025-08-27 08:00 | 0.25506 | 38.9112 | -76.3808 | 50.8773 | 0.24239 | 0.77085 | 0.29531 | 0.29531 | 0.29531 | 261.0301 | 0 | 0 | 0 | 0.77085 | 0.31085 | 0.29531 | 0 | 0 | 4.8318 | 4.6201 | 0.45999 | 0 | 0.45999 | 14.7843 | 64.228 | 0 | 0.71836 | 0.71836 | 0.085583 | 0.71836 | 0 | 0.32484 | 0.61668 | 0 | 5.391
2025-08-27 09:00 | 0.20278 | 50.9422 | -64.1722 | 36.3692 | 0.19174 | 0.60976 | 0.39227 | 0.39227 | 0.39227 | 155.4445 | 0 | 0 | 0 | 0.60976 | 0.41291 | 0.39227 | 0 | 0 | 4.4918 | 4.9881 | 0.19684 | 0 | 0.19684 | 14.9603 | 64.9929 | 0 | 0.95421 | 0.95421 | 0.11368 | 0.95421 | 0 | 0.43149 | 0.4878 | 0 | 5.5979
2025-08-27 10:00 | 0.49551 | 61.4223 | -45.201 | 22.3968 | 0.48562 | 1.5443 | 0.36402 | 0.36402 | 0.36402 | 424.2508 | 0 | 0 | 0 | 1.5443 | 0.38317 | 0.36402 | 0 | 0 | 4.403 | 5.1456 | 1.1612 | 0 | 1.1612 | 15.9989 | 69.5049 | 0 | 0.88549 | 0.88549 | 0.10549 | 0.88549 | 0 | 0.40042 | 1.2355 | 0 | 6.6899
2025-08-27 11:00 | 0.30702 | 67.8441 | -13.5825 | 11.2121 | 0.29106 | 0.92561 | 0.47905 | 0.47905 | 0.47905 | 193.2188 | 0 | 0 | 0 | 0.92561 | 0.50426 | 0.47905 | 0 | 0 | 3.617 | 6.0061 | 0.42135 | 0 | 0.42135 | 16.3758 | 71.1421 | 0 | 1.1653 | 1.1653 | 0.13883 | 1.1653 | 0 | 0.52695 | 0.74048 | 0 | 6.9318
2025-08-27 12:00 | 0.43827 | 66.5225 | 24.9945 | 13.9722 | 0.42258 | 1.3439 | 0.83476 | 0.83476 | 0.83476 | 160.9905 | 0 | 0 | 0 | 1.3439 | 0.87869 | 0.83476 | 0 | 0 | 3.4788 | 6.0061 | 0.46519 | 0 | 0.46519 | 16.7919 | 72.9497 | 0 | 2.0277 | 2.0277 | 0.24158 | 2.0277 | 0 | 0.91823 | 1.0751 | 0 | 7.35
2025-08-27 13:00 | 0.20697 | 58.4239 | 52.2018 | 26.648 | 0.19569 | 0.62232 | 0.79877 | 0.79877 | 0.79877 | 77.9108 | 0 | 0 | 0 | 0.62232 | 0.84081 | 0.79877 | 0 | 0 | 3.2688 | 6.0061 | 0 | 0.21848 | -0.21848 | 16.5476 | 71.8885 | 0 | 1.9403 | 1.9403 | 0.23116 | 1.9403 | 0 | 0.87864 | 0.49786 | 0 | 6.6285
2025-08-27 14:00 | 0.42849 | 47.29 | 68.4764 | 40.8665 | 0.41876 | 1.3317 | 0.65715 | 0.65715 | 0.65715 | 202.651 | 0 | 0 | 0 | 1.3317 | 0.69174 | 0.65715 | 0 | 0 | 3.5764 | 6.0061 | 0.63999 | 0 | 0.63999 | 17.12 | 74.3753 | 0 | 1.5963 | 1.5963 | 0.19018 | 1.5963 | 0 | 0.72287 | 1.0654 | 0 | 7.3379
2025-08-27 15:00 | 0.33375 | 35.0123 | 79.4629 | 55.4479 | 0.32214 | 1.0245 | 0.87623 | 0.87623 | 0.87623 | 116.918 | 0 | 0 | 0 | 1.0245 | 0.92235 | 0.87623 | 0 | 0 | 3.1322 | 6.0061 | 0.10212 | 0 | 0.10212 | 17.2113 | 74.7721 | 0 | 2.1285 | 2.1285 | 0.25358 | 2.1285 | 0 | 0.96386 | 0.81958 | 0 | 7.0306
2025-08-27 16:00 | 0.068724 | 22.3205 | 88.1137 | 70.1582 | 0.064762 | 0.20595 | 1.0092 | 1.0092 | 1.0092 | 20.4073 | 0 | 2.2204e-16 | 0 | 0.20595 | 1.0623 | 1.0092 | 0 | 0 | 3.1446 | 6.0061 | 0 | 0.85638 | -0.85638 | 16.2539 | 70.6125 | 0 | 2.4515 | 2.4515 | 0.29206 | 2.4515 | 0 | 1.1101 | 0.16476 | 0 | 6.2121
2025-08-27 17:00 | 0.05083 | 9.5623 | 95.8787 | 84.9192 | 0.047434 | 0.15085 | 0.67993 | 0.67993 | 0.67993 | 22.1862 | 0 | 0 | 0 | 0.15085 | 0.71571 | 0.67993 | 0 | 0 | 3.9628 | 6.0061 | 0 | 0.56486 | -0.56486 | 15.6223 | 67.8689 | 0 | 1.6516 | 1.6516 | 0.19677 | 1.6516 | 0 | 0.74792 | 0.12068 | 0 | 6.157
2025-08-27 18:00 | 0.0057122 | 0 | 103.6469 | 90 | 0 | 0 | 0.90388 | 0.90388 | 0.90388 | 0 | 0 | 1.1102e-16 | 0 | 0 | 0.95145 | 0.90388 | 0 | 0 | 4.3591 | 5.7377 | 0 | 0.95145 | -0.95145 | 14.5586 | 63.2476 | 0 | 2.1956 | 2.1956 | 0.26158 | 2.1956 | 0 | 0.99426 | 0 | 0 | 5.7377
2025-08-27 19:00 | 0 | 0 | 112.1705 | 90 | 0 | 0 | 1.016 | 1.016 | 1.016 | 0 | 0 | 2.2204e-16 | 0 | 0 | 1.0694 | 1.016 | 0 | 0 | 5.0771 | 4.7863 | 0 | 1.0694 | -1.0694 | 13.3629 | 58.0533 | 0 | 2.4679 | 2.4679 | 0.29401 | 2.4679 | 0 | 1.1175 | 0 | 0 | 4.7863
2025-08-27 20:00 | 0 | 0 | 122.2978 | 90 | 0 | 0 | 0.79325 | 0.79325 | 0.79325 | 0 | 0 | 0 | 0 | 0 | 0.835 | 0.79325 | 0 | 0 | 5.143 | 3.7169 | 0 | 0.835 | -0.835 | 12.4294 | 53.9975 | 0 | 1.9269 | 1.9269 | 0.22956 | 1.9269 | 0 | 0.87258 | 0 | 0 | 3.7169
2025-08-27 21:00 | 0 | 0 | 135.1093 | 90 | 0 | 0 | 0.74361 | 0.74361 | 0.74361 | 0 | 0 | 0 | 0 | 0 | 0.78274 | 0.74361 | 0 | 0 | 5.143 | 2.8819 | 0 | 0.78274 | -0.78274 | 11.5542 | 50.1957 | 0 | 1.8063 | 1.8063 | 0.2152 | 1.8063 | 0 | 0.81797 | 0 | 0 | 2.8819
2025-08-27 22:00 | 0 | 0 | 151.7561 | 90 | 0 | 0 | 0.90542 | 0.90542 | 0.90542 | 0 | 0 | 1.1102e-16 | 0 | 0 | 0.95307 | 0.90542 | 0 | 0 | 5.143 | 2.0991 | 0 | 0.95307 | -0.95307 | 10.4887 | 45.5665 | 0 | 2.1994 | 2.1994 | 0.26202 | 2.1994 | 0 | 0.99596 | 0 | 0 | 2.0991
2025-08-27 23:00 | 0 | 0 | 172.3729 | 90 | 0 | 0 | 1.035 | 1.035 | 1.035 | 0 | 0 | 2.2204e-16 | 0.049807 | 0 | 1.0895 | 1.035 | 0 | 0 | 5.143 | 1.146 | 0 | 1.0895 | -1.0895 | 9.2706 | 40.2745 | 0 | 2.5142 | 2.5142 | 0.29954 | 2.5142 | 0 | 1.1385 | 0 | 0 | 1.146
2025-08-28 | 0 | 0 | -165.3844 | 90 | 0 | 0 | 0.35478 | 0.053698 | 0.053698 | 0 | 0 | 0.30108 | 0.33656 | 0 | 0.056524 | 0.053698 | 0 | 0 | 5.143 | 0.056524 | 0 | 0.056524 | -0.056524 | 9.2074 | 40 | 0 | 0.86302 | 0.86302 | 0.10282 | 0.86302 | 0 | 0.39026 | 0 | 0 | 0.056524
2025-08-28 01:00 | 0 | 0 | -145.7751 | 90 | 0 | 0 | 0.38515 | 0 | 0 | 0 | 0 | 0.38515 | 0.42366 | 0 | 0 | 0 | 0 | 0 | 5.143 | 0 | 0 | 0 | 0 | 9.2074 | 40 | 0 | 0.93689 | 0.93689 | 0.11162 | 0.93689 | 0 | 0.42366 | 0 | 0 | 0
2025-08-28 02:00 | 0 | 0 | -130.3938 | 90 | 0 | 0 | 0.33863 | 0 | 0 | 0 | 0 | 0.33863 | 0.37249 | 0 | 0 | 0 | 0 | 0 | 5.143 | 0 | 0 | 0 | 0 | 9.2074 | 40 | 0 | 0.82374 | 0.82374 | 0.098137 | 0.82374 | 0 | 0.37249 | 0 | 0 | 0
2025-08-28 03:00 | 0 | 0 | -118.5512 | 90 | 0 | 0 | 0.30357 | 1.5094e-15 | 1.5094e-15 | 0 | 0 | 0.30357 | 0.33393 | 0 | 1.5888e-15 | 1.5094e-15 | 0 | 0 | 5.143 | 1.5888e-15 | 0 | 1.5888e-15 | 0 | 9.2074 | 40 | 0 | 0.73846 | 0.73846 | 0.087978 | 0.73846 | 0 | 0.33393 | 0 | 0 | 1.5888e-15
2025-08-28 04:00 | 0 | 0 | -109.0338 | 90 | 0 | 0 | 0.37381 | 3.0188e-15 | 3.0188e-15 | 0 | 0 | 0.37381 | 0.4112 | 0 | 3.1776e-15 | 3.0188e-15 | 0 | 0 | 5.143 | 3.1776e-15 | 0 | 3.1776e-15 | 0 | 9.2074 | 40 | 0 | 0.90933 | 0.90933 | 0.10833 | 0.90933 | 0 | 0.4112 | 0 | 0 | 3.1776e-15
2025-08-28 05:00 | 0.025383 | 0.74059 | -100.8275 | 95.0152 | 0.010151 | 0.03228 | 0.21662 | 0.030666 | 0.030666 | 105.2632 | 0 | 0.18596 | 0.23215 | 0.03228 | 0.03228 | 0.030666 | 0 | 0 | 5.143 | 3.1776e-15 | 0 | 3.1776e-15 | 0 | 9.2074 | 40 | 0 | 0.52695 | 0.52695 | 0.062779 | 0.52695 | 0 | 0.23829 | 0.025824 | 0 | 0.03228
2025-08-28 06:00 | 0.22331 | 13.4127 | -93.1283 | 80.2268 | 0.1712 | 0.54445 | 0.42497 | 0.42497 | 0.42497 | 128.1152 | 0 | 0 | 0.36402 | 0.54445 | 0.44733 | 0.42497 | 0 | 0 | 5.143 | 3.1776e-15 | 0.097114 | 0 | 0.097114 | 9.2942 | 40.3774 | 0 | 1.0338 | 1.0338 | 0.12316 | 1.0338 | 0 | 0.46746 | 0.43556 | 0 | 0.54445
2025-08-28 07:00 | 0.44731 | 26.1771 | -85.1672 | 65.4587 | 0.42784 | 1.3606 | 0.31969 | 0.31969 | 0.31969 | 425.5968 | 0 | 0 | 0.019341 | 1.3606 | 0.33652 | 0.31969 | 0 | 0 | 5.143 | 0.077691 | 1.0241 | 0 | 1.0241 | 10.2102 | 44.3566 | 0 | 0.77767 | 0.77767 | 0.092649 | 0.77767 | 0 | 0.35166 | 1.0885 | 0 | 1.4383
2025-08-28 08:00 | 0.65167 | 38.772 | -75.9354 | 50.7546 | 0.66546 | 2.1163 | 0.32447 | 0.32447 | 0.32447 | 652.2213 | 0 | 0 | 0 | 2.1163 | 0.34155 | 0.32447 | 0 | 0 | 5.143 | 0.89696 | 1.7747 | 0 | 1.7747 | 11.7975 | 51.2527 | 0 | 0.7893 | 0.7893 | 0.094034 | 0.7893 | 0 | 0.35692 | 1.693 | 0 | 3.0132
2025-08-28 09:00 | 0.75511 | 50.7667 | -63.6494 | 36.2132 | 0.79133 | 2.5166 | 0.30441 | 0.30441 | 0.30441 | 826.713 | 0 | 0 | 0 | 2.5166 | 0.32043 | 0.30441 | 0 | 0 | 5.143 | 2.3167 | 2.1961 | 0 | 2.1961 | 13.7618 | 59.7863 | 0 | 0.74049 | 0.74049 | 0.088219 | 0.74049 | 0 | 0.33485 | 2.0133 | 0 | 4.8333
2025-08-28 10:00 | 0.96284 | 61.1754 | -44.6164 | 22.1773 | 1.0263 | 3.2639 | 0.28962 | 0.28962 | 0.28962 | 1126.971 | 0 | 0 | 0 | 3.2639 | 0.30486 | 0.28962 | 0 | 0 | 4.4572 | 4.0737 | 2.959 | 0 | 2.959 | 16.4085 | 71.2842 | 0 | 0.70451 | 0.70451 | 0.083932 | 0.70451 | 0 | 0.31858 | 2.6111 | 0 | 7.3375
2025-08-28 11:00 | 1.0212 | 67.499 | -13.2039 | 10.8541 | 1.0945 | 3.4807 | 0.3127 | 0.3127 | 0.3127 | 1113.11 | 0.42541 | 0 | 0 | 3.4807 | 0.32915 | 0.3127 | 0 | 0 | 2.7261 | 6.0061 | 2.7261 | 0 | 2.7261 | 18.8468 | 81.8769 | 0 | 0.76065 | 0.76065 | 0.090621 | 0.76065 | 0 | 0.34397 | 2.7845 | 0 | 9.4868
2025-08-28 12:00 | 1.0401 | 66.1547 | 24.8285 | 13.7674 | 1.114 | 3.5428 | 0.62929 | 0.62929 | 0.62929 | 562.9852 | 1.5735 | 0 | 0 | 3.5428 | 0.66241 | 0.62929 | 0 | 0 | 1.307 | 6.0061 | 1.307 | 0 | 1.307 | 20.0157 | 86.9554 | 0 | 1.5286 | 1.5286 | 0.18211 | 1.5286 | 0 | 0.69222 | 2.8343 | 0 | 9.549
2025-08-28 13:00 | 0.93524 | 58.1064 | 51.8267 | 26.5892 | 0.99362 | 3.1599 | 0.58118 | 0.58118 | 0.58118 | 543.7036 | 1.6074 | 0 | 0 | 3.1599 | 0.61177 | 0.58118 | 0 | 0 | 0.94072 | 6.0061 | 0.94072 | 0 | 0.94072 | 20.8572 | 90.6108 | 0 | 1.4117 | 1.4117 | 0.16819 | 1.4117 | 0 | 0.6393 | 2.5279 | 0 | 9.166
2025-08-28 14:00 | 0.6957 | 47.0137 | 68.1062 | 40.8638 | 0.72304 | 2.2994 | 0.46264 | 0.46264 | 0.46264 | 497.0101 | 1.1353 | 0 | 0 | 2.2994 | 0.48699 | 0.46264 | 0 | 0 | 0.67711 | 6.0061 | 0.67711 | 0 | 0.67711 | 21.4628 | 93.2418 | 0 | 1.1238 | 1.1238 | 0.13389 | 1.1238 | 0 | 0.50891 | 1.8395 | 0 | 8.3055
2025-08-28 15:00 | 0.63381 | 34.7575 | 79.1294 | 55.4757 | 0.63787 | 2.0285 | 0.70706 | 0.70706 | 0.70706 | 286.896 | 0.79689 | 0 | 0 | 2.0285 | 0.74428 | 0.70706 | 0 | 0 | 0.48737 | 6.0061 | 0.48737 | 0 | 0.48737 | 21.8987 | 95.1356 | 0 | 1.7175 | 1.7175 | 0.20462 | 1.7175 | 0 | 0.77777 | 1.6228 | 0 | 8.0347
2025-08-28 16:00 | 0.37681 | 22.0735 | 87.8106 | 70.2071 | 0.34626 | 1.1012 | 0.38039 | 0.38039 | 0.38039 | 289.481 | 0.34995 | 0 | 0 | 1.1012 | 0.40041 | 0.38039 | 0 | 0 | 0.3508 | 6.0061 | 0.3508 | 0 | 0.3508 | 22.2125 | 96.4987 | 0 | 0.92402 | 0.92402 | 0.11008 | 0.92402 | 0 | 0.41843 | 0.88093 | 0 | 7.1073
2025-08-28 17:00 | 0.12214 | 9.3133 | 95.596 | 84.9854 | 0.086342 | 0.27458 | 0.6686 | 0.6686 | 0.6686 | 41.0684 | 0 | 1.1102e-16 | 0 | 0.27458 | 0.70379 | 0.6686 | 0 | 0 | 0.2525 | 6.0061 | 0 | 0.4292 | -0.4292 | 21.7326 | 94.414 | 0 | 1.6241 | 1.6241 | 0.19349 | 1.6241 | 0 | 0.73546 | 0.21967 | 0 | 6.2807
2025-08-28 18:00 | 0.0030467 | 0 | 103.3772 | 90 | 0 | 0 | 0.7957 | 0.7957 | 0.7957 | 0 | 0 | 1.1102e-16 | 0 | 0 | 0.83757 | 0.7957 | 0 | 0 | 0.74792 | 6.0061 | 0 | 0.83757 | -0.83757 | 20.7962 | 90.3458 | 0 | 1.9328 | 1.9328 | 0.23027 | 1.9328 | 0 | 0.87526 | 0 | 0 | 6.0061
2025-08-28 19:00 | 0 | 0 | 111.9104 | 90 | 0 | 0 | 0.54955 | 0.54955 | 0.54955 | 0 | 0 | 0 | 0 | 0 | 0.57847 | 0.54955 | 0 | 0 | 1.4812 | 6.0061 | 0 | 0.57847 | -0.57847 | 20.1494 | 87.5361 | 0 | 1.3349 | 1.3349 | 0.15904 | 1.3349 | 0 | 0.6045 | 0 | 0 | 6.0061
2025-08-28 20:00 | 0 | 0 | 122.0523 | 90 | 0 | 0 | 0.47393 | 0.47393 | 0.47393 | 0 | 0 | 5.5511e-17 | 0 | 0 | 0.49888 | 0.47393 | 0 | 0 | 1.8629 | 6.0061 | 0 | 0.49888 | -0.49888 | 19.5916 | 85.113 | 0 | 1.1512 | 1.1512 | 0.13715 | 1.1512 | 0 | 0.52133 | 0 | 0 | 6.0061
2025-08-28 21:00 | 0 | 0 | 134.9007 | 90 | 0 | 0 | 0.68841 | 0.68841 | 0.68841 | 0 | 0 | 1.1102e-16 | 0 | 0 | 0.72464 | 0.68841 | 0 | 0 | 2.1611 | 6.0061 | 0 | 0.72464 | -0.72464 | 18.7815 | 81.5933 | 0 | 1.6722 | 1.6722 | 0.19922 | 1.6722 | 0 | 0.75725 | 0 | 0 | 6.0061
2025-08-28 22:00 | 0 | 0 | 151.6375 | 90 | 0 | 0 | 0.87858 | 0.87858 | 0.87858 | 0 | 0 | 1.1102e-16 | 0 | 0 | 0.92482 | 0.87858 | 0 | 0 | 2.6688 | 6.0061 | 0 | 0.92482 | -0.92482 | 17.7475 | 77.1013 | 0 | 2.1342 | 2.1342 | 0.25426 | 2.1342 | 0 | 0.96644 | 0 | 0 | 6.0061
2025-08-28 23:00 | 0 | 0 | 172.4172 | 90 | 0 | 0 | 0.74831 | 0.74831 | 0.74831 | 0 | 0 | 1.1102e-16 | 0 | 0 | 0.78769 | 0.74831 | 0 | 0 | 3.3242 | 6.0061 | 0 | 0.78769 | -0.78769 | 16.8668 | 73.2754 | 0 | 1.8177 | 1.8177 | 0.21656 | 1.8177 | 0 | 0.82314 | 0 | 0 | 6.0061
2025-08-29 | 0 | 0 | -165.156 | 90 | 0 | 0 | 0.35701 | 0.35701 | 0.35701 | 0 | 0 | 0 | 0 | 0 | 0.3758 | 0.35701 | 0 | 0 | 3.8118 | 6.0061 | 0 | 0.3758 | -0.3758 | 16.4467 | 71.4501 | 0 | 0.86845 | 0.86845 | 0.10346 | 0.86845 | 0 | 0.39271 | 0 | 0 | 6.0061
2025-08-29 01:00 | 0 | 0 | -145.443 | 90 | 0 | 0 | 0.45441 | 0.45441 | 0.45441 | 0 | 0 | 5.5511e-17 | 0 | 0 | 0.47833 | 0.45441 | 0 | 0 | 3.9315 | 6.0061 | 0 | 0.47833 | -0.47833 | 15.9119 | 69.1268 | 0 | 1.1054 | 1.1054 | 0.13169 | 1.1054 | 0 | 0.49985 | 0 | 0 | 6.0061
2025-08-29 02:00 | 0 | 0 | -130.0331 | 90 | 0 | 0 | 0.30083 | 0.30083 | 0.30083 | 0 | 0 | 0 | 0 | 0 | 0.31666 | 0.30083 | 0 | 0 | 4.2074 | 5.9967 | 0 | 0.31666 | -0.31666 | 15.5578 | 67.5887 | 0 | 0.73178 | 0.73178 | 0.087181 | 0.73178 | 0 | 0.33091 | 0 | 0 | 5.9967
2025-08-29 03:00 | 0 | 0 | -118.193 | 90 | 0 | 0 | 0.44535 | 0.44535 | 0.44535 | 0 | 0 | 5.5511e-17 | 0 | 0 | 0.46879 | 0.44535 | 0 | 0 | 4.3506 | 5.68 | 0 | 0.46879 | -0.46879 | 15.0337 | 65.3117 | 0 | 1.0833 | 1.0833 | 0.12907 | 1.0833 | 0 | 0.48989 | 0 | 0 | 5.68
2025-08-29 04:00 | 0 | 0 | -108.682 | 90 | 0 | 0 | 0.3426 | 0.3426 | 0.3426 | 0 | 0 | 5.5511e-17 | 0 | 0 | 0.36063 | 0.3426 | 0 | 0 | 4.6607 | 5.2112 | 0 | 0.36063 | -0.36063 | 14.6305 | 63.5601 | 0 | 0.83339 | 0.83339 | 0.099287 | 0.83339 | 0 | 0.37686 | 0 | 0 | 5.2112
2025-08-29 05:00 | 0.012131 | 0.60751 | -100.4747 | 94.9468 | 0.010944 | 0.034803 | 0.38238 | 0.38238 | 0.38238 | 9.1017 | 0 | 5.5511e-17 | 0 | 0.034803 | 0.40251 | 0.38238 | 0 | 0 | 4.8634 | 4.8506 | 0 | 0.3677 | -0.3677 | 14.2194 | 61.7741 | 0 | 0.93016 | 0.93016 | 0.11082 | 0.93016 | 0 | 0.42062 | 0.027842 | 0 | 4.8854
2025-08-29 06:00 | 0.16349 | 13.289 | -92.7623 | 80.1425 | 0.1389 | 0.44171 | 0.37026 | 0.37026 | 0.37026 | 119.2983 | 0 | 0 | 0 | 0.44171 | 0.38975 | 0.37026 | 0 | 0 | 5.0848 | 4.4829 | 0.051967 | 0 | 0.051967 | 14.2659 | 61.9761 | 0 | 0.90068 | 0.90068 | 0.1073 | 0.90068 | 0 | 0.40729 | 0.35337 | 0 | 4.9246
2025-08-29 07:00 | 0.40008 | 26.0519 | -84.7712 | 65.3571 | 0.38537 | 1.2255 | 0.32463 | 0.32463 | 0.32463 | 377.5178 | 0 | 0 | 0 | 1.2255 | 0.34172 | 0.32463 | 0 | 0 | 4.9433 | 4.5245 | 0.88383 | 0 | 0.88383 | 15.0564 | 65.4103 | 0 | 0.78969 | 0.78969 | 0.094081 | 0.78969 | 0 | 0.3571 | 0.98044 | 0 | 5.75
2025-08-29 08:00 | 0.27673 | 38.6312 | -75.4873 | 50.6313 | 0.26415 | 0.84004 | 0.36222 | 0.36222 | 0.36222 | 231.9142 | 0 | 0 | 0 | 0.84004 | 0.38128 | 0.36222 | 0 | 0 | 4.2699 | 5.2316 | 0.45876 | 0 | 0.45876 | 15.4667 | 67.1929 | 0 | 0.88112 | 0.88112 | 0.10497 | 0.88112 | 0 | 0.39844 | 0.67203 | 0 | 6.0716
2025-08-29 09:00 | 0.52434 | 50.5886 | -63.125 | 36.0574 | 0.52623 | 1.6735 | 0.40252 | 0.40252 | 0.40252 | 415.7582 | 0 | 0 | 0 | 1.6735 | 0.42371 | 0.40252 | 0 | 0 | 4.0327 | 5.5986 | 1.2498 | 0 | 1.2498 | 16.5846 | 72.0493 | 0 | 0.97916 | 0.97916 | 0.11665 | 0.97916 | 0 | 0.44277 | 1.3388 | 0 | 7.2721
2025-08-29 10:00 | 0.58365 | 60.9251 | -44.0341 | 21.9587 | 0.5882 | 1.8706 | 0.47539 | 0.47539 | 0.47539 | 393.4819 | 0 | 0 | 0 | 1.8706 | 0.50041 | 0.47539 | 0 | 0 | 3.2328 | 6.0061 | 1.3702 | 0 | 1.3702 | 17.8101 | 77.3734 | 0 | 1.1564 | 1.1564 | 0.13777 | 1.1564 | 0 | 0.52293 | 1.4965 | 0 | 7.8767
2025-08-29 11:00 | 0.5533 | 67.1507 | -12.8297 | 10.4938 | 0.54919 | 1.7465 | 0.4913 | 0.4913 | 0.4913 | 355.4889 | 0 | 0 | 0 | 1.7465 | 0.51716 | 0.4913 | 0 | 0 | 2.4464 | 6.0061 | 1.2294 | 0 | 1.2294 | 18.9097 | 82.1504 | 0 | 1.1951 | 1.1951 | 0.14238 | 1.1951 | 0 | 0.54043 | 1.3972 | 0 | 7.7527
2025-08-29 12:00 | 0.45119 | 65.7833 | 24.6692 | 13.5692 | 0.4369 | 1.3894 | 0.66805 | 0.66805 | 0.66805 | 207.9792 | 0 | 0 | 0 | 1.3894 | 0.70321 | 0.66805 | 0 | 0 | 1.8195 | 6.0061 | 0.6862 | 0 | 0.6862 | 19.5235 | 84.8167 | 0 | 1.6228 | 1.6228 | 0.19333 | 1.6228 | 0 | 0.73486 | 1.1115 | 0 | 7.3956
2025-08-29 13:00 | 0.69783 | 57.7844 | 51.4573 | 26.5361 | 0.72744 | 2.3134 | 0.59214 | 0.59214 | 0.59214 | 390.6799 | 0.099453 | 0 | 0 | 2.3134 | 0.62331 | 0.59214 | 0 | 0 | 1.5906 | 6.0061 | 1.5906 | 0 | 1.5906 | 20.9461 | 90.9974 | 0 | 1.4384 | 1.4384 | 0.17136 | 1.4384 | 0 | 0.65136 | 1.8507 | 0 | 8.3195
2025-08-29 14:00 | 0.61145 | 46.7328 | 67.7383 | 40.8653 | 0.63023 | 2.0042 | 0.72072 | 0.72072 | 0.72072 | 278.0891 | 0.59636 | 0 | 0 | 2.0042 | 0.75865 | 0.72072 | 0 | 0 | 0.64923 | 6.0061 | 0.64923 | 0 | 0.64923 | 21.5268 | 93.5201 | 0 | 1.7507 | 1.7507 | 0.20857 | 1.7507 | 0 | 0.79279 | 1.6034 | 0 | 8.0104
2025-08-29 15:00 | 0.39409 | 34.4987 | 78.7962 | 55.5068 | 0.3878 | 1.2333 | 1.0391 | 1.0391 | 1.0391 | 118.6859 | 0 | 0 | 0 | 1.2333 | 1.0938 | 1.0391 | 0 | 0 | 0.4673 | 6.0061 | 0.13947 | 0 | 0.13947 | 21.6516 | 94.0621 | 0 | 2.5241 | 2.5241 | 0.30071 | 2.5241 | 0 | 1.143 | 0.98661 | 0 | 7.2394
2025-08-29 16:00 | 0.19348 | 21.8229 | 87.507 | 70.2587 | 0.18251 | 0.58042 | 0.64412 | 0.64412 | 0.64412 | 90.1114 | 0 | 0 | 0 | 0.58042 | 0.67802 | 0.64412 | 0 | 0 | 0.5716 | 6.0061 | 0 | 0.097595 | -0.097595 | 21.5425 | 93.588 | 0 | 1.5646 | 1.5646 | 0.1864 | 1.5646 | 0 | 0.70853 | 0.46434 | 0 | 6.5866
2025-08-29 17:00 | 0.10267 | 9.0609 | 95.3123 | 85.0538 | 0.081017 | 0.25765 | 0.68104 | 0.68104 | 0.68104 | 37.8317 | 0 | 0 | 0 | 0.25765 | 0.71688 | 0.68104 | 0 | 0 | 0.76575 | 6.0061 | 0 | 0.45923 | -0.45923 | 21.029 | 91.3575 | 0 | 1.6543 | 1.6543 | 0.19709 | 1.6543 | 0 | 0.74914 | 0.20612 | 0 | 6.2638
2025-08-29 18:00 | 0.0020913 | 0 | 103.1059 | 90 | 0 | 0 | 0.61818 | 0.61818 | 0.61818 | 0 | 0 | 0 | 0 | 0 | 0.65072 | 0.61818 | 0 | 0 | 1.2092 | 6.0061 | 0 | 0.65072 | -0.65072 | 20.3015 | 88.1969 | 0 | 1.5016 | 1.5016 | 0.1789 | 1.5016 | 0 | 0.68 | 0 | 0 | 6.0061
2025-08-29 19:00 | 0 | 0 | 111.6484 | 90 | 0 | 0 | 0.72671 | 0.72671 | 0.72671 | 0 | 0 | 0 | 0 | 0 | 0.76496 | 0.72671 | 0 | 0 | 1.7358 | 6.0061 | 0 | 0.76496 | -0.76496 | 19.4463 | 84.4814 | 0 | 1.7653 | 1.7653 | 0.21031 | 1.7653 | 0 | 0.79938 | 0 | 0 | 6.0061
2025-08-29 20:00 | 0 | 0 | 121.8046 | 90 | 0 | 0 | 0.9127 | 0.9127 | 0.9127 | 0 | 0 | 1.1102e-16 | 0 | 0 | 0.96074 | 0.9127 | 0 | 0 | 2.2965 | 6.0061 | 0 | 0.96074 | -0.96074 | 18.3721 | 79.8149 | 0 | 2.217 | 2.217 | 0.26413 | 2.217 | 0 | 1.004 | 0 | 0 | 6.0061
2025-08-29 21:00 | 0 | 0 | 134.69 | 90 | 0 | 0 | 0.58712 | 0.58712 | 0.58712 | 0 | 0 | 1.1102e-16 | 0 | 0 | 0.61802 | 0.58712 | 0 | 0 | 2.9853 | 6.0061 | 0 | 0.61802 | -0.61802 | 17.6811 | 76.8131 | 0 | 1.4262 | 1.4262 | 0.16991 | 1.4262 | 0 | 0.64583 | 0 | 0 | 6.0061
2025-08-29 22:00 | 0 | 0 | 151.5183 | 90 | 0 | 0 | 0.85508 | 0.85508 | 0.85508 | 0 | 0 | 1.1102e-16 | 0 | 0 | 0.90008 | 0.85508 | 0 | 0 | 3.3157 | 6.0061 | 0 | 0.90008 | -0.90008 | 16.6748 | 72.4413 | 0 | 2.0771 | 2.0771 | 0.24746 | 2.0771 | 0 | 0.94059 | 0 | 0 | 6.0061
2025-08-29 23:00 | 0 | 0 | 172.4646 | 90 | 0 | 0 | 0.87062 | 0.87062 | 0.87062 | 0 | 0 | 0 | 0 | 0 | 0.91645 | 0.87062 | 0 | 0 | 3.9296 | 6.0061 | 0 | 0.91645 | -0.91645 | 15.6502 | 67.99 | 0 | 2.1148 | 2.1148 | 0.25195 | 2.1148 | 0 | 0.95769 | 0 | 0 | 6.0061
2025-08-30 | 0 | 0 | -164.9208 | 90 | 0 | 0 | 0.25387 | 0.25387 | 0.25387 | 0 | 0 | 0 | 0 | 0 | 0.26723 | 0.25387 | 0 | 0 | 4.5281 | 5.7627 | 0 | 0.26723 | -0.26723 | 15.3514 | 66.692 | 0 | 0.61756 | 0.61756 | 0.073574 | 0.61756 | 0 | 0.27926 | 0 | 0 | 5.7627
2025-08-30 01:00 | 0 | 0 | -145.1037 | 90 | 0 | 0 | 0.36503 | 0.36503 | 0.36503 | 0 | 0 | 5.5511e-17 | 0 | 0 | 0.38424 | 0.36503 | 0 | 0 | 4.5285 | 5.4954 | 0 | 0.38424 | -0.38424 | 14.9218 | 64.8257 | 0 | 0.88795 | 0.88795 | 0.10579 | 0.88795 | 0 | 0.40153 | 0 | 0 | 5.4954
2025-08-30 02:00 | 0 | 0 | -129.6666 | 90 | 0 | 0 | 0.42734 | 0.42734 | 0.42734 | 0 | 0 | 0 | 0 | 0 | 0.44983 | 0.42734 | 0 | 0 | 4.7273 | 5.1112 | 0 | 0.44983 | -0.44983 | 14.4189 | 62.6408 | 0 | 1.0395 | 1.0395 | 0.12385 | 1.0395 | 0 | 0.47008 | 0 | 0 | 5.1112
2025-08-30 03:00 | 0 | 0 | -117.8302 | 90 | 0 | 0 | 0.25689 | 0.25689 | 0.25689 | 0 | 0 | 5.5511e-17 | 0 | 0 | 0.27041 | 0.25689 | 0 | 0 | 5.0076 | 4.6614 | 0 | 0.27041 | -0.27041 | 14.1166 | 61.3274 | 0 | 0.6249 | 0.6249 | 0.074448 | 0.6249 | 0 | 0.28258 | 0 | 0 | 4.6614
2025-08-30 04:00 | 0 | 0 | -108.3263 | 90 | 0 | 0 | 0.3722 | 0.3722 | 0.3722 | 0 | 0 | 5.5511e-17 | 0 | 0 | 0.39179 | 0.3722 | 0 | 0 | 5.1269 | 4.3909 | 0 | 0.39179 | -0.39179 | 13.6785 | 59.4244 | 0 | 0.9054 | 0.9054 | 0.10787 | 0.9054 | 0 | 0.40942 | 0 | 0 | 4.3909
2025-08-30 05:00 | 0.025493 | 0.47461 | -100.1187 | 94.8763 | 0.0075379 | 0.023972 | 0.37289 | 0.37289 | 0.37289 | 6.4287 | 0 | 5.5511e-17 | 0 | 0.023972 | 0.39251 | 0.37289 | 0 | 0 | 5.143 | 3.9992 | 0 | 0.36854 | -0.36854 | 13.2665 | 57.6344 | 0 | 0.90707 | 0.90707 | 0.10806 | 0.90707 | 0 | 0.41017 | 0.019177 | 0 | 4.0231
2025-08-30 06:00 | 0.1715 | 13.1651 | -92.3933 | 80.0565 | 0.14451 | 0.45958 | 0.40532 | 0.40532 | 0.40532 | 113.3854 | 0 | 0 | 0 | 0.45958 | 0.42665 | 0.40532 | 0 | 0 | 5.143 | 3.6306 | 0.032921 | 0 | 0.032921 | 13.296 | 57.7623 | 0 | 0.98597 | 0.98597 | 0.11746 | 0.98597 | 0 | 0.44585 | 0.36766 | 0 | 4.0902
2025-08-30 07:00 | 0.42011 | 25.9259 | -84.3723 | 65.2544 | 0.40787 | 1.2971 | 0.29992 | 0.29992 | 0.29992 | 432.4813 | 0 | 0 | 0 | 1.2971 | 0.31571 | 0.29992 | 0 | 0 | 5.143 | 3.657 | 0.98139 | 0 | 0.98139 | 14.1737 | 61.5757 | 0 | 0.72957 | 0.72957 | 0.086919 | 0.72957 | 0 | 0.32991 | 1.0377 | 0 | 4.9541
2025-08-30 08:00 | 0.56902 | 38.4888 | -75.0366 | 50.5076 | 0.5837 | 1.8563 | 0.27541 | 0.27541 | 0.27541 | 674.0032 | 0 | 0 | 0 | 1.8563 | 0.2899 | 0.27541 | 0 | 0 | 4.7409 | 4.4421 | 1.5663 | 0 | 1.5663 | 15.5747 | 67.6621 | 0 | 0.66994 | 0.66994 | 0.079815 | 0.66994 | 0 | 0.30295 | 1.485 | 0 | 6.2983
2025-08-30 09:00 | 0.6226 | 50.4079 | -62.5994 | 35.902 | 0.64408 | 2.0483 | 0.42717 | 0.42717 | 0.42717 | 479.5046 | 0 | 0 | 0 | 2.0483 | 0.44965 | 0.42717 | 0 | 0 | 3.7205 | 5.6951 | 1.5986 | 0 | 1.5986 | 17.0046 | 73.8739 | 0 | 1.0391 | 1.0391 | 0.1238 | 1.0391 | 0 | 0.46989 | 1.6386 | 0 | 7.7434
2025-08-30 10:00 | 0.55985 | 60.6712 | -43.4545 | 21.7415 | 0.56142 | 1.7854 | 0.33611 | 0.33611 | 0.33611 | 531.2 | 0 | 0 | 0 | 1.7854 | 0.3538 | 0.33611 | 0 | 0 | 2.8121 | 6.0061 | 1.4316 | 0 | 1.4316 | 18.2851 | 79.4368 | 0 | 0.81761 | 0.81761 | 0.097407 | 0.81761 | 0 | 0.36972 | 1.4283 | 0 | 7.7916
2025-08-30 11:00 | 0.84444 | 66.7993 | -12.4601 | 10.1313 | 0.90253 | 2.8702 | 0.20049 | 0.20049 | 0.20049 | 1431.599 | 0.57245 | 0 | 0 | 2.8702 | 0.21104 | 0.20049 | 0 | 0 | 2.0867 | 6.0061 | 2.0867 | 0 | 2.0867 | 20.1515 | 87.5451 | 0 | 0.4877 | 0.4877 | 0.058103 | 0.4877 | 0 | 0.22054 | 2.2962 | 0 | 8.8764
2025-08-30 12:00 | 0.78375 | 65.4086 | 24.5165 | 13.3783 | 0.82995 | 2.6394 | 0.70298 | 0.70298 | 0.70298 | 375.4572 | 1.0012 | 0 | 0 | 2.6394 | 0.73998 | 0.70298 | 0 | 0 | 0.89819 | 6.0061 | 0.89819 | 0 | 0.89819 | 20.9549 | 91.0352 | 0 | 1.7076 | 1.7076 | 0.20344 | 1.7076 | 0 | 0.77328 | 2.1115 | 0 | 8.6455
2025-08-30 13:00 | 0.69994 | 57.458 | 51.0938 | 26.4889 | 0.73256 | 2.3297 | 0.8666 | 0.8666 | 0.8666 | 268.828 | 0.77095 | 0 | 0 | 2.3297 | 0.91221 | 0.8666 | 0 | 0 | 0.6465 | 6.0061 | 0.6465 | 0 | 0.6465 | 21.5331 | 93.5473 | 0 | 2.1051 | 2.1051 | 0.25079 | 2.1051 | 0 | 0.95326 | 1.8637 | 0 | 8.3358
2025-08-30 14:00 | 0.56523 | 46.4477 | 67.3727 | 40.8711 | 0.57861 | 1.8401 | 0.66921 | 0.66921 | 0.66921 | 274.9652 | 0.67032 | 0 | 0 | 1.8401 | 0.70443 | 0.66921 | 0 | 0 | 0.46534 | 6.0061 | 0.46534 | 0 | 0.46534 | 21.9493 | 95.3555 | 0 | 1.6256 | 1.6256 | 0.19367 | 1.6256 | 0 | 0.73613 | 1.4721 | 0 | 7.8462
2025-08-30 15:00 | 0.4508 | 34.2359 | 78.4636 | 55.5412 | 0.45133 | 1.4353 | 0.50189 | 0.50189 | 0.50189 | 285.9814 | 0.57207 | 0 | 0 | 1.4353 | 0.52831 | 0.50189 | 0 | 0 | 0.33494 | 6.0061 | 0.33494 | 0 | 0.33494 | 22.2489 | 96.657 | 0 | 1.2192 | 1.2192 | 0.14525 | 1.2192 | 0 | 0.55208 | 1.1483 | 0 | 7.4415
2025-08-30 16:00 | 0.28526 | 21.5687 | 87.203 | 70.3129 | 0.26792 | 0.85202 | 0.7124 | 0.7124 | 0.7124 | 119.5987 | 0 | 0 | 0 | 0.85202 | 0.74989 | 0.7124 | 0 | 0 | 0.24108 | 6.0061 | 0.10213 | 0 | 0.10213 | 22.3402 | 97.0538 | 0 | 1.7305 | 1.7305 | 0.20616 | 1.7305 | 0 | 0.78364 | 0.68161 | 0 | 6.8582
2025-08-30 17:00 | 0.096895 | 8.8052 | 95.0277 | 85.1243 | 0.078111 | 0.24841 | 0.74696 | 0.74696 | 0.74696 | 33.2557 | 0 | 1.1102e-16 | 0 | 0.24841 | 0.78627 | 0.74696 | 0 | 0 | 0.27324 | 6.0061 | 0 | 0.53786 | -0.53786 | 21.7389 | 94.4413 | 0 | 1.8144 | 1.8144 | 0.21617 | 1.8144 | 0 | 0.82165 | 0.19872 | 0 | 6.2546
2025-08-30 18:00 | 0.0024303 | 0 | 102.8333 | 90 | 0 | 0 | 0.73726 | 0.73726 | 0.73726 | 0 | 0 | 1.1102e-16 | 0 | 0 | 0.77607 | 0.73726 | 0 | 0 | 0.81442 | 6.0061 | 0 | 0.77607 | -0.77607 | 20.8712 | 90.6719 | 0 | 1.7909 | 1.7909 | 0.21336 | 1.7909 | 0 | 0.81099 | 0 | 0 | 6.0061
2025-08-30 19:00 | 0 | 0 | 111.3847 | 90 | 0 | 0 | 0.6948 | 0.6948 | 0.6948 | 0 | 0 | 1.1102e-16 | 0 | 0 | 0.73137 | 0.6948 | 0 | 0 | 1.4532 | 6.0061 | 0 | 0.73137 | -0.73137 | 20.0535 | 87.1196 | 0 | 1.6877 | 1.6877 | 0.20107 | 1.6877 | 0 | 0.76428 | 0 | 0 | 6.0061
2025-08-30 20:00 | 0 | 0 | 121.5548 | 90 | 0 | 0 | 0.50635 | 0.50635 | 0.50635 | 0 | 0 | 0 | 0 | 0 | 0.533 | 0.50635 | 0 | 0 | 1.9643 | 6.0061 | 0 | 0.533 | -0.533 | 19.4576 | 84.5307 | 0 | 1.23 | 1.23 | 0.14653 | 1.23 | 0 | 0.55698 | 0 | 0 | 6.0061
2025-08-30 21:00 | 0 | 0 | 134.4772 | 90 | 0 | 0 | 0.80126 | 0.80126 | 0.80126 | 0 | 0 | 1.1102e-16 | 0 | 0 | 0.84343 | 0.80126 | 0 | 0 | 2.2661 | 6.0061 | 0 | 0.84343 | -0.84343 | 18.5146 | 80.434 | 0 | 1.9463 | 1.9463 | 0.23188 | 1.9463 | 0 | 0.88139 | 0 | 0 | 6.0061
2025-08-30 22:00 | 0 | 0 | 151.3985 | 90 | 0 | 0 | 0.90176 | 0.90176 | 0.90176 | 0 | 0 | 1.1102e-16 | 0 | 0 | 0.94923 | 0.90176 | 0 | 0 | 2.8632 | 6.0061 | 0 | 0.94923 | -0.94923 | 17.4534 | 75.8235 | 0 | 2.1905 | 2.1905 | 0.26097 | 2.1905 | 0 | 0.99194 | 0 | 0 | 6.0061
2025-08-30 23:00 | 0 | 0 | 172.5152 | 90 | 0 | 0 | 0.6591 | 0.6591 | 0.6591 | 0 | 0 | 1.1102e-16 | 0 | 0 | 0.69379 | 0.6591 | 0 | 0 | 3.5147 | 6.0061 | 0 | 0.69379 | -0.69379 | 16.6777 | 72.4537 | 0 | 1.601 | 1.601 | 0.19074 | 1.601 | 0 | 0.72501 | 0 | 0 | 6.0061
2025-08-31 | 0 | 0 | -164.6788 | 90 | 0 | 0 | 0.41973 | 0.41973 | 0.41973 | 0 | 0 | 5.5511e-17 | 0 | 0 | 0.44182 | 0.41973 | 0 | 0 | 3.903 | 6.0061 | 0 | 0.44182 | -0.44182 | 16.1837 | 70.3077 | 0 | 1.021 | 1.021 | 0.12164 | 1.021 | 0 | 0.4617 | 0 | 0 | 6.0061
2025-08-31 01:00 | 0 | 0 | -144.7573 | 90 | 0 | 0 | 0.40045 | 0.40045 | 0.40045 | 0 | 0 | 5.5511e-17 | 0 | 0 | 0.42152 | 0.40045 | 0 | 0 | 4.0898 | 6.0061 | 0 | 0.42152 | -0.42152 | 15.7124 | 68.2604 | 0 | 0.97411 | 0.97411 | 0.11605 | 0.97411 | 0 | 0.44049 | 0 | 0 | 6.0061
2025-08-31 02:00 | 0 | 0 | -129.2942 | 90 | 0 | 0 | 0.41227 | 0.41227 | 0.41227 | 0 | 0 | 5.5511e-17 | 0 | 0 | 0.43397 | 0.41227 | 0 | 0 | 4.3081 | 5.8183 | 0 | 0.43397 | -0.43397 | 15.2272 | 66.1525 | 0 | 1.0029 | 1.0029 | 0.11948 | 1.0029 | 0 | 0.45349 | 0 | 0 | 5.8183
2025-08-31 03:00 | 0 | 0 | -117.4628 | 90 | 0 | 0 | 0.27801 | 0.27801 | 0.27801 | 0 | 0 | 0 | 0 | 0 | 0.29265 | 0.27801 | 0 | 0 | 4.5624 | 5.3844 | 0 | 0.29265 | -0.29265 | 14.9001 | 64.7311 | 0 | 0.67628 | 0.67628 | 0.08057 | 0.67628 | 0 | 0.30581 | 0 | 0 | 5.3844
2025-08-31 04:00 | 0 | 0 | -107.967 | 90 | 0 | 0 | 0.36688 | 0.36688 | 0.36688 | 0 | 0 | 5.5511e-17 | 0 | 0 | 0.38619 | 0.36688 | 0 | 0 | 4.6988 | 5.0917 | 0 | 0.38619 | -0.38619 | 14.4683 | 62.8553 | 0 | 0.89247 | 0.89247 | 0.10633 | 0.89247 | 0 | 0.40357 | 0 | 0 | 5.0917
2025-08-31 05:00 | 0.0185 | 0.34188 | -99.7595 | 94.8037 | 0.011945 | 0.037986 | 0.18261 | 0.18261 | 0.18261 | 20.8019 | 0 | 0 | 0 | 0.037986 | 0.19222 | 0.18261 | 0 | 0 | 4.9449 | 4.7055 | 0 | 0.15423 | -0.15423 | 14.2958 | 62.1062 | 0 | 0.44421 | 0.44421 | 0.052921 | 0.44421 | 0 | 0.20087 | 0.030389 | 0 | 4.7435
2025-08-31 06:00 | 0.069192 | 13.0409 | -92.0213 | 79.9691 | 0.065001 | 0.20671 | 0.23469 | 0.23469 | 0.23469 | 88.081 | 0 | 2.7756e-17 | 0 | 0.20671 | 0.24704 | 0.23469 | 0 | 0 | 4.9798 | 4.5513 | 0 | 0.040324 | -0.040324 | 14.2508 | 61.9103 | 0 | 0.57089 | 0.57089 | 0.068013 | 0.57089 | 0 | 0.25815 | 0.16537 | 0 | 4.758
2025-08-31 07:00 | 0.16736 | 25.799 | -83.9708 | 65.1508 | 0.15843 | 0.50384 | 0.40657 | 0.40657 | 0.40657 | 123.924 | 0 | 0 | 0 | 0.50384 | 0.42797 | 0.40657 | 0 | 0 | 4.9469 | 4.511 | 0.07587 | 0 | 0.07587 | 14.3186 | 62.2051 | 0 | 0.98902 | 0.98902 | 0.11783 | 0.98902 | 0 | 0.44723 | 0.40307 | 0 | 5.0148
2025-08-31 08:00 | 0.2657 | 38.3448 | -74.5838 | 50.3836 | 0.25349 | 0.80613 | 0.28715 | 0.28715 | 0.28715 | 280.7376 | 0 | 0 | 0 | 0.80613 | 0.30226 | 0.28715 | 0 | 0 | 4.856 | 4.5717 | 0.50387 | 0 | 0.50387 | 14.7693 | 64.163 | 0 | 0.6985 | 0.6985 | 0.083217 | 0.6985 | 0 | 0.31586 | 0.6449 | 0 | 5.3778
2025-08-31 09:00 | 0.34593 | 50.2245 | -62.0729 | 35.7471 | 0.33191 | 1.0555 | 0.42112 | 0.42112 | 0.42112 | 250.6474 | 0 | 0 | 0 | 1.0555 | 0.44328 | 0.42112 | 0 | 0 | 4.4878 | 4.9748 | 0.61224 | 0 | 0.61224 | 15.3169 | 66.542 | 0 | 1.0244 | 1.0244 | 0.12204 | 1.0244 | 0 | 0.46323 | 0.84442 | 0 | 6.0303
2025-08-31 10:00 | 0.31362 | 60.4138 | -42.8778 | 21.5258 | 0.29801 | 0.94773 | 0.45394 | 0.45394 | 0.45394 | 208.7771 | 0 | 0 | 0 | 0.94773 | 0.47784 | 0.45394 | 0 | 0 | 4.1079 | 5.4645 | 0.46989 | 0 | 0.46989 | 15.7372 | 68.3679 | 0 | 1.1042 | 1.1042 | 0.13156 | 1.1042 | 0 | 0.49934 | 0.75818 | 0 | 6.4123
2025-08-31 11:00 | 0.31597 | 66.4447 | -12.0952 | 9.767 | 0.29994 | 0.95387 | 0.31319 | 0.31319 | 0.31319 | 304.571 | 0 | 0 | 0 | 0.95387 | 0.32967 | 0.31319 | 0 | 0 | 3.8723 | 5.8405 | 0.6242 | 0 | 0.6242 | 16.2955 | 70.7934 | 0 | 0.76184 | 0.76184 | 0.090763 | 0.76184 | 0 | 0.3445 | 0.7631 | 0 | 6.7943
2025-08-31 12:00 | 0.33427 | 65.0306 | 24.3699 | 13.1951 | 0.31793 | 1.0111 | 0.67327 | 0.67327 | 0.67327 | 150.1743 | 0 | 0 | 0 | 1.0111 | 0.7087 | 0.67327 | 0 | 0 | 3.5268 | 6.0061 | 0.30237 | 0 | 0.30237 | 16.566 | 71.9683 | 0 | 1.6354 | 1.6354 | 0.19484 | 1.6354 | 0 | 0.74059 | 0.80886 | 0 | 7.0172
2025-08-31 13:00 | 0.24011 | 57.1274 | 50.7361 | 26.4477 | 0.22728 | 0.7228 | 0.62232 | 0.62232 | 0.62232 | 116.1463 | 0 | 0 | 0 | 0.7228 | 0.65507 | 0.62232 | 0 | 0 | 3.4318 | 6.0061 | 0.067728 | 0 | 0.067728 | 16.6265 | 72.2314 | 0 | 1.5117 | 1.5117 | 0.1801 | 1.5117 | 0 | 0.68455 | 0.57824 | 0 | 6.729
2025-08-31 14:00 | 0.29756 | 46.1583 | 67.0096 | 40.8812 | 0.28386 | 0.90274 | 0.49312 | 0.49312 | 0.49312 | 183.066 | 0 | 0 | 0 | 0.90274 | 0.51908 | 0.49312 | 0 | 0 | 3.4739 | 6.0061 | 0.38366 | 0 | 0.38366 | 16.9697 | 73.7223 | 0 | 1.1978 | 1.1978 | 0.14271 | 1.1978 | 0 | 0.54243 | 0.72219 | 0 | 6.9089
2025-08-31 15:00 | 0.1096 | 33.9693 | 78.1316 | 55.579 | 0.10348 | 0.32909 | 0.82191 | 0.82191 | 0.82191 | 40.0404 | 0 | 0 | 0 | 0.32909 | 0.86516 | 0.82191 | 0 | 0 | 3.2466 | 6.0061 | 0 | 0.53607 | -0.53607 | 16.3703 | 71.1185 | 0 | 1.9965 | 1.9965 | 0.23786 | 1.9965 | 0 | 0.9041 | 0.26328 | 0 | 6.3352
2025-08-31 16:00 | 0.033371 | 21.311 | 86.8986 | 70.3697 | 0.031442 | 0.09999 | 0.73029 | 0.73029 | 0.73029 | 13.6919 | 0 | 1.1102e-16 | 0 | 0.09999 | 0.76872 | 0.73029 | 0 | 0 | 3.7958 | 6.0061 | 0 | 0.66873 | -0.66873 | 15.6227 | 67.8704 | 0 | 1.7739 | 1.7739 | 0.21134 | 1.7739 | 0 | 0.80331 | 0.079992 | 0 | 6.1061
2025-08-31 17:00 | 0.0080828 | 8.5464 | 94.7422 | 85.1968 | 0.0076017 | 0.024175 | 0.76208 | 0.76208 | 0.76208 | 3.1722 | 0 | 2.2204e-16 | 0 | 0.024175 | 0.80219 | 0.76208 | 0 | 0 | 4.3428 | 5.738 | 0 | 0.77802 | -0.77802 | 14.7528 | 64.0914 | 0 | 1.8512 | 1.8512 | 0.22054 | 1.8512 | 0 | 0.83829 | 0.01934 | 0 | 5.7622
2025-08-31 18:00 | 0.0011798 | 0 | 102.5594 | 90 | 0 | 0 | 0.73451 | 0.73451 | 0.73451 | 0 | 0 | 0 | 0 | 0 | 0.77316 | 0.73451 | 0 | 0 | 4.9143 | 4.96 | 0 | 0.77316 | -0.77316 | 13.8884 | 60.3361 | 0 | 1.7842 | 1.7842 | 0.21256 | 1.7842 | 0 | 0.80796 | 0 | 0 | 4.96
2025-08-31 19:00 | 0 | 0 | 111.1191 | 90 | 0 | 0 | 0.75128 | 0.75128 | 0.75128 | 0 | 0 | 1.1102e-16 | 0 | 0 | 0.79082 | 0.75128 | 0 | 0 | 5.143 | 4.1868 | 0 | 0.79082 | -0.79082 | 13.0042 | 56.495 | 0 | 1.8249 | 1.8249 | 0.21742 | 1.8249 | 0 | 0.8264 | 0 | 0 | 4.1868
2025-08-31 20:00 | 0 | 0 | 121.3028 | 90 | 0 | 0 | 0.77008 | 0.77008 | 0.77008 | 0 | 0 | 1.1102e-16 | 0 | 0 | 0.81061 | 0.77008 | 0 | 0 | 5.143 | 3.396 | 0 | 0.81061 | -0.81061 | 12.098 | 52.5577 | 0 | 1.8706 | 1.8706 | 0.22286 | 1.8706 | 0 | 0.84709 | 0 | 0 | 3.396
2025-08-31 21:00 | 0 | 0 | 134.2623 | 90 | 0 | 0 | 0.55457 | 0.55457 | 0.55457 | 0 | 0 | 0 | 0 | 0 | 0.58376 | 0.55457 | 0 | 0 | 5.143 | 2.5854 | 0 | 0.58376 | -0.58376 | 11.4453 | 49.7223 | 0 | 1.3471 | 1.3471 | 0.16049 | 1.3471 | 0 | 0.61003 | 0 | 0 | 2.5854
2025-08-31 22:00 | 0 | 0 | 151.278 | 90 | 0 | 0 | 0.64841 | 0.64841 | 0.64841 | 0 | 0 | 0 | 0 | 0 | 0.68254 | 0.64841 | 0 | 0 | 5.143 | 2.0017 | 0 | 0.68254 | -0.68254 | 10.6822 | 46.4071 | 0 | 1.5751 | 1.5751 | 0.18765 | 1.5751 | 0 | 0.71326 | 0 | 0 | 2.0017
2025-08-31 23:00 | 0 | 0 | 172.569 | 90 | 0 | 0 | 0.88994 | 0.88994 | 0.88994 | 0 | 0 | 1.1102e-16 | 0 | 0 | 0.93678 | 0.88994 | 0 | 0 | 5.143 | 1.3191 | 0 | 0.93678 | -0.93678 | 9.6348 | 41.8571 | 0 | 2.1618 | 2.1618 | 0.25754 | 2.1618 | 0 | 0.97894 | 0 | 0 | 1.3191
2025-09-01 | 0 | 0 | -164.4299 | 90 | 0 | 0 | 0.39979 | 0.36322 | 0.36322 | 0 | 0 | 0.036571 | 0.07655 | 0 | 0.38234 | 0.36322 | 0 | 0 | 5.143 | 0.38234 | 0 | 0.38234 | -0.38234 | 9.2074 | 40 | 0 | 0.34647 | 0.34647 | 0.041277 | 0.34647 | 0 | 0.43977 | 0 | 0 | 0.38234
2025-09-01 01:00 | 0 | 0 | -144.4037 | 90 | 0 | 0 | 0.42151 | 1.5094e-15 | 1.5094e-15 | 0 | 0 | 0.42151 | 0.46366 | 0 | 1.5888e-15 | 1.5094e-15 | 0 | 0 | 5.143 | 1.5888e-15 | 0 | 1.5888e-15 | 0 | 9.2074 | 40 | 0 | 0.36529 | 0.36529 | 0.043519 | 0.36529 | 0 | 0.46366 | 0 | 0 | 1.5888e-15
2025-09-01 02:00 | 0 | 0 | -128.9162 | 90 | 0 | 0 | 0.30129 | 3.0188e-15 | 3.0188e-15 | 0 | 0 | 0.30129 | 0.33142 | 0 | 3.1776e-15 | 3.0188e-15 | 0 | 0 | 5.143 | 3.1776e-15 | 0 | 3.1776e-15 | 0 | 9.2074 | 40 | 0 | 0.26111 | 0.26111 | 0.031107 | 0.26111 | 0 | 0.33142 | 0 | 0 | 3.1776e-15
2025-09-01 03:00 | 0 | 0 | -117.0911 | 90 | 0 | 0 | 0.27715 | 3.0188e-15 | 3.0188e-15 | 0 | 0 | 0.27715 | 0.30486 | 0 | 3.1776e-15 | 3.0188e-15 | 0 | 0 | 5.143 | 3.1776e-15 | 0 | 3.1776e-15 | 0 | 9.2074 | 40 | 0 | 0.24018 | 0.24018 | 0.028614 | 0.24018 | 0 | 0.30486 | 0 | 0 | 3.1776e-15
2025-09-01 04:00 | 0 | 0 | -107.6041 | 90 | 0 | 0 | 0.41428 | 3.0188e-15 | 3.0188e-15 | 0 | 0 | 0.41428 | 0.45571 | 0 | 3.1776e-15 | 3.0188e-15 | 0 | 0 | 5.143 | 3.1776e-15 | 0 | 3.1776e-15 | 0 | 9.2074 | 40 | 0 | 0.35903 | 0.35903 | 0.042773 | 0.35903 | 0 | 0.45571 | 0 | 0 | 3.1776e-15
2025-09-01 05:00 | 0.014595 | 0.20932 | -99.3972 | 94.7292 | 0.011698 | 0.037202 | 0.36484 | 0.035342 | 0.035342 | 105.2632 | 0 | 0.32949 | 0.39425 | 0.037202 | 0.037202 | 0.035342 | 0 | 0 | 5.143 | 3.1776e-15 | 0 | 3.1776e-15 | 0 | 9.2074 | 40 | 0 | 0.31618 | 0.31618 | 0.037668 | 0.31618 | 0 | 0.40132 | 0.029762 | 0 | 0.037202
2025-09-01 06:00 | 0.13757 | 12.9164 | -91.6466 | 79.8803 | 0.12362 | 0.39314 | 0.48197 | 0.37348 | 0.37348 | 105.2632 | 0 | 0.10849 | 0.45547 | 0.39314 | 0.39314 | 0.37348 | 0 | 0 | 5.143 | 4.7665e-15 | 0 | 4.7665e-15 | 0 | 9.2074 | 40 | 0 | 0.41769 | 0.41769 | 0.049762 | 0.41769 | 0 | 0.53017 | 0.31451 | 0 | 0.39314
2025-09-01 07:00 | 0.23079 | 25.6712 | -83.5667 | 65.0464 | 0.22081 | 0.70221 | 0.43641 | 0.43641 | 0.43641 | 160.9043 | 0 | 0 | 0.34664 | 0.70221 | 0.45938 | 0.43641 | 0 | 0 | 5.143 | 4.7665e-15 | 0.24283 | 0 | 0.24283 | 9.4245 | 40.9436 | 0 | 0.37821 | 0.37821 | 0.045058 | 0.37821 | 0 | 0.48006 | 0.56177 | 0 | 0.70221
2025-09-01 08:00 | 0.39112 | 38.1991 | -74.1288 | 50.2594 | 0.38647 | 1.229 | 0.40678 | 0.40678 | 0.40678 | 302.1373 | 0 | 0 | 0.029392 | 1.229 | 0.42819 | 0.40678 | 0 | 0 | 5.143 | 0.19426 | 0.80084 | 0 | 0.80084 | 10.1408 | 44.0554 | 0 | 0.35252 | 0.35252 | 0.041998 | 0.35252 | 0 | 0.44745 | 0.98322 | 0 | 1.4233
2025-09-01 09:00 | 0.30629 | 50.0385 | -61.5457 | 35.593 | 0.29202 | 0.92868 | 0.33241 | 0.33241 | 0.33241 | 279.3757 | 0 | 0 | 0 | 0.92868 | 0.34991 | 0.33241 | 0 | 0 | 5.143 | 0.83493 | 0.57877 | 0 | 0.57877 | 10.6585 | 46.3043 | 0 | 0.28808 | 0.28808 | 0.03432 | 0.28808 | 0 | 0.36565 | 0.74294 | 0 | 1.7636
2025-09-01 10:00 | 0.64419 | 60.153 | -42.3045 | 21.3121 | 0.66626 | 2.1188 | 0.20669 | 0.20669 | 0.20669 | 1025.093 | 0 | 0 | 0 | 2.1188 | 0.21757 | 0.20669 | 0 | 0 | 5.143 | 1.2979 | 1.9012 | 0 | 1.9012 | 12.359 | 53.6919 | 0 | 0.17913 | 0.17913 | 0.02134 | 0.17913 | 0 | 0.22736 | 1.695 | 0 | 3.4168
2025-09-01 11:00 | 0.56025 | 66.0872 | -11.7352 | 9.4011 | 0.5601 | 1.7812 | 0.27772 | 0.27772 | 0.27772 | 641.3684 | 0 | 0 | 0 | 1.7812 | 0.29234 | 0.27772 | 0 | 0 | 5.143 | 2.8189 | 1.4889 | 0 | 1.4889 | 13.6907 | 59.4772 | 0 | 0.24068 | 0.24068 | 0.028673 | 0.24068 | 0 | 0.30549 | 1.425 | 0 | 4.6001
2025-09-01 12:00 | 0.93547 | 64.6494 | 24.2293 | 13.0203 | 1.0148 | 3.2272 | 0.81905 | 0.81905 | 0.81905 | 394.0202 | 0 | 0 | 0 | 3.2272 | 0.86215 | 0.81905 | 0 | 0 | 4.6436 | 4.01 | 2.3651 | 0 | 2.3651 | 15.8061 | 68.6671 | 0 | 0.70967 | 0.70967 | 0.084547 | 0.70967 | 0 | 0.90095 | 2.5818 | 0 | 7.2372
2025-09-01 13:00 | 0.51583 | 56.7927 | 50.3841 | 26.4125 | 0.51464 | 1.6366 | 0.7088 | 0.7088 | 0.7088 | 230.9045 | 0 | 0 | 0 | 1.6366 | 0.7461 | 0.7088 | 0 | 0 | 3.2561 | 5.9021 | 0.89054 | 0 | 0.89054 | 16.6026 | 72.1275 | 0 | 0.61414 | 0.61414 | 0.073166 | 0.61414 | 0 | 0.77968 | 1.3093 | 0 | 7.5387
2025-09-01 14:00 | 0.66737 | 45.8649 | 66.649 | 40.8956 | 0.70374 | 2.238 | 0.65044 | 0.65044 | 0.65044 | 344.0739 | 0 | 0 | 0 | 2.238 | 0.68468 | 0.65044 | 0 | 0 | 3.0447 | 6.0061 | 1.5533 | 0 | 1.5533 | 17.9919 | 78.1633 | 0 | 0.56358 | 0.56358 | 0.067142 | 0.56358 | 0 | 0.71549 | 1.7904 | 0 | 8.2442
2025-09-01 15:00 | 0.5046 | 33.6989 | 77.8004 | 55.62 | 0.51559 | 1.6397 | 0.79546 | 0.79546 | 0.79546 | 206.1274 | 0 | 0 | 0 | 1.6397 | 0.83733 | 0.79546 | 0 | 0 | 2.227 | 6.0061 | 0.80233 | 0 | 0.80233 | 18.7096 | 81.2809 | 0 | 0.68923 | 0.68923 | 0.082112 | 0.68923 | 0 | 0.87501 | 1.3117 | 0 | 7.6458
2025-09-01 16:00 | 0.32083 | 21.0499 | 86.594 | 70.4291 | 0.30446 | 0.96822 | 0.81514 | 0.81514 | 0.81514 | 118.7791 | 0 | 0 | 0 | 0.96822 | 0.85805 | 0.81514 | 0 | 0 | 1.973 | 6.0061 | 0.11017 | 0 | 0.11017 | 18.8081 | 81.709 | 0 | 0.70628 | 0.70628 | 0.084144 | 0.70628 | 0 | 0.89666 | 0.77458 | 0 | 6.9744
2025-09-01 17:00 | 0.10106 | 8.2846 | 94.4558 | 85.2713 | 0.077331 | 0.24593 | 0.59792 | 0.59792 | 0.59792 | 41.1304 | 0 | 1.1102e-16 | 0 | 0.24593 | 0.62939 | 0.59792 | 0 | 0 | 2.1338 | 6.0061 | 0 | 0.38346 | -0.38346 | 18.3794 | 79.8465 | 0 | 0.51807 | 0.51807 | 0.06172 | 0.51807 | 0 | 0.65771 | 0.19674 | 0 | 6.2521
2025-09-01 18:00 | 0.00087694 | 0 | 102.2841 | 90 | 0 | 0 | 0.78261 | 0.78261 | 0.78261 | 0 | 0 | 1.1102e-16 | 0 | 0 | 0.82381 | 0.78261 | 0 | 0 | 2.5963 | 6.0061 | 0 | 0.82381 | -0.82381 | 17.4583 | 75.8452 | 0 | 0.6781 | 0.6781 | 0.080786 | 0.6781 | 0 | 0.86088 | 0 | 0 | 6.0061
2025-09-01 19:00 | 0 | 0 | 110.8518 | 90 | 0 | 0 | 0.74794 | 0.74794 | 0.74794 | 0 | 0 | 0 | 0 | 0 | 0.78731 | 0.74794 | 0 | 0 | 3.3278 | 6.0061 | 0 | 0.78731 | -0.78731 | 16.5781 | 72.0211 | 0 | 0.64806 | 0.64806 | 0.077207 | 0.64806 | 0 | 0.82274 | 0 | 0 | 6.0061
2025-09-01 20:00 | 0 | 0 | 121.0487 | 90 | 0 | 0 | 0.83348 | 0.83348 | 0.83348 | 0 | 0 | 1.1102e-16 | 0 | 0 | 0.87735 | 0.83348 | 0 | 0 | 3.9036 | 6.0061 | 0 | 0.87735 | -0.87735 | 15.5972 | 67.7597 | 0 | 0.72217 | 0.72217 | 0.086037 | 0.72217 | 0 | 0.91683 | 0 | 0 | 6.0061
2025-09-01 21:00 | 0 | 0 | 134.0452 | 90 | 0 | 0 | 0.64253 | 0.64253 | 0.64253 | 0 | 0 | 1.1102e-16 | 0 | 0 | 0.67635 | 0.64253 | 0 | 0 | 4.512 | 5.7153 | 0 | 0.67635 | -0.67635 | 14.841 | 64.4746 | 0 | 0.55672 | 0.55672 | 0.066326 | 0.55672 | 0 | 0.70678 | 0 | 0 | 5.7153
2025-09-01 22:00 | 0 | 0 | 151.1567 | 90 | 0 | 0 | 0.70321 | 0.70321 | 0.70321 | 0 | 0 | 1.1102e-16 | 0 | 0 | 0.74022 | 0.70321 | 0 | 0 | 4.905 | 5.0389 | 0 | 0.74022 | -0.74022 | 14.0134 | 60.8793 | 0 | 0.6093 | 0.6093 | 0.07259 | 0.6093 | 0 | 0.77353 | 0 | 0 | 5.0389
2025-09-01 23:00 | 0 | 0 | 172.6259 | 90 | 0 | 0 | 0.69007 | 0.69007 | 0.69007 | 0 | 0 | 0 | 0 | 0 | 0.72638 | 0.69007 | 0 | 0 | 5.143 | 4.2987 | 0 | 0.72638 | -0.72638 | 13.2013 | 57.3511 | 0 | 0.59791 | 0.59791 | 0.071233 | 0.59791 | 0 | 0.75907 | 0 | 0 | 4.2987
2025-09-02 | 0 | 0 | -164.174 | 90 | 0 | 0 | 0.50365 | 0.50365 | 0.50365 | 0 | 0 | 0 | 0 | 0 | 0.53016 | 0.50365 | 0 | 0 | 5.143 | 3.5723 | 0 | 0.53016 | -0.53016 | 12.6086 | 54.776 | 0 | 0.43648 | 0.43648 | 0.052001 | 0.43648 | 0 | 0.55402 | 0 | 0 | 3.5723
2025-09-02 01:00 | 0 | 0 | -144.043 | 90 | 0 | 0 | 0.46382 | 0.46382 | 0.46382 | 0 | 0 | 5.5511e-17 | 0 | 0 | 0.48823 | 0.46382 | 0 | 0 | 5.143 | 3.0421 | 0 | 0.48823 | -0.48823 | 12.0627 | 52.4047 | 0 | 0.40195 | 0.40195 | 0.047887 | 0.40195 | 0 | 0.5102 | 0 | 0 | 3.0421
2025-09-02 02:00 | 0 | 0 | -128.5326 | 90 | 0 | 0 | 0.41015 | 0.41015 | 0.41015 | 0 | 0 | 0 | 0 | 0 | 0.43173 | 0.41015 | 0 | 0 | 5.143 | 2.5539 | 0 | 0.43173 | -0.43173 | 11.58 | 50.3077 | 0 | 0.35544 | 0.35544 | 0.042346 | 0.35544 | 0 | 0.45116 | 0 | 0 | 2.5539
2025-09-02 03:00 | 0 | 0 | -116.7151 | 90 | 0 | 0 | 0.25915 | 0.25915 | 0.25915 | 0 | 0 | 0 | 0 | 0 | 0.27279 | 0.25915 | 0 | 0 | 5.143 | 2.1222 | 0 | 0.27279 | -0.27279 | 11.275 | 48.9827 | 0 | 0.22458 | 0.22458 | 0.026756 | 0.22458 | 0 | 0.28506 | 0 | 0 | 2.1222
2025-09-02 04:00 | 0 | 0 | -107.2378 | 90 | 0 | 0 | 0.30583 | 0.30583 | 0.30583 | 0 | 0 | 5.5511e-17 | 0 | 0 | 0.32192 | 0.30583 | 0 | 0 | 5.143 | 1.8494 | 0 | 0.32192 | -0.32192 | 10.9151 | 47.4191 | 0 | 0.26504 | 0.26504 | 0.031576 | 0.26504 | 0 | 0.33641 | 0 | 0 | 1.8494
2025-09-02 05:00 | 0.025555 | 0.076936 | -99.032 | 94.6529 | 0.0040436 | 0.012859 | 0.38542 | 0.38542 | 0.38542 | 3.3365 | 0 | 5.5511e-17 | 0 | 0.012859 | 0.40571 | 0.38542 | 0 | 0 | 5.143 | 1.5275 | 0 | 0.39285 | -0.39285 | 10.4759 | 45.511 | 0 | 0.33402 | 0.33402 | 0.039793 | 0.33402 | 0 | 0.42396 | 0.010288 | 0 | 1.5403
2025-09-02 06:00 | 0.074503 | 12.7917 | -91.2693 | 79.7901 | 0.070002 | 0.22262 | 0.34101 | 0.34101 | 0.34101 | 65.2819 | 0 | 5.5511e-17 | 0 | 0.22262 | 0.35896 | 0.34101 | 0 | 0 | 5.143 | 1.1346 | 0 | 0.13634 | -0.13634 | 10.3235 | 44.8488 | 0 | 0.29553 | 0.29553 | 0.035208 | 0.29553 | 0 | 0.37511 | 0.17809 | 0 | 1.3572
2025-09-02 07:00 | 0.11745 | 25.5426 | -83.1603 | 64.9412 | 0.11093 | 0.35277 | 0.38611 | 0.38611 | 0.38611 | 91.3648 | 5.5511e-17 | 0 | 0 | 0.35277 | 0.40643 | 0.38611 | 0 | 0 | 5.143 | 0.99828 | 0 | 0.053663 | -0.053663 | 10.2635 | 44.5881 | 0 | 0.33461 | 0.33461 | 0.039865 | 0.33461 | 0 | 0.42472 | 0.28222 | 0 | 1.351
2025-09-02 08:00 | 0.36065 | 38.0517 | -73.6719 | 50.1352 | 0.35361 | 1.1245 | 0.20782 | 0.20782 | 0.20782 | 541.1073 | 0 | 0 | 0 | 1.1245 | 0.21876 | 0.20782 | 0 | 0 | 5.143 | 0.94461 | 0.90577 | 0 | 0.90577 | 11.0736 | 48.1077 | 0 | 0.1801 | 0.1801 | 0.021457 | 0.1801 | 0 | 0.2286 | 0.89963 | 0 | 2.0691
2025-09-02 09:00 | 0.63889 | 49.8498 | -61.018 | 35.4398 | 0.67123 | 2.1346 | 0.25624 | 0.25624 | 0.25624 | 833.0737 | 0 | 0 | 0 | 2.1346 | 0.26972 | 0.25624 | 0 | 0 | 5.143 | 1.6692 | 1.8649 | 0 | 1.8649 | 12.7416 | 55.3542 | 0 | 0.22206 | 0.22206 | 0.026455 | 0.22206 | 0 | 0.28186 | 1.7077 | 0 | 3.8039
2025-09-02 10:00 | 0.63253 | 59.8887 | -41.7347 | 21.1005 | 0.65375 | 2.079 | 0.33092 | 0.33092 | 0.33092 | 628.2606 | 0 | 0 | 0 | 2.079 | 0.34834 | 0.33092 | 0 | 0 | 5.143 | 3.1612 | 1.7307 | 0 | 1.7307 | 14.2896 | 62.0791 | 0 | 0.28678 | 0.28678 | 0.034166 | 0.28678 | 0 | 0.36401 | 1.6632 | 0 | 5.2402
2025-09-02 11:00 | 0.72671 | 65.7268 | -11.3801 | 9.0339 | 0.76636 | 2.4372 | 0.31782 | 0.31782 | 0.31782 | 766.8405 | 0 | 0 | 0 | 2.4372 | 0.33455 | 0.31782 | 0 | 0 | 4.2689 | 4.5457 | 2.1026 | 0 | 2.1026 | 16.1703 | 70.2493 | 0 | 0.27543 | 0.27543 | 0.032814 | 0.27543 | 0 | 0.3496 | 1.9497 | 0 | 6.9829
2025-09-02 12:00 | 0.5246 | 64.2654 | 24.0943 | 12.8545 | 0.52047 | 1.6552 | 0.64758 | 0.64758 | 0.64758 | 255.5978 | 0 | 0 | 0 | 1.6552 | 0.68166 | 0.64758 | 0 | 0 | 3.0929 | 6.0061 | 0.97353 | 0 | 0.97353 | 17.041 | 74.0322 | 0 | 0.56109 | 0.56109 | 0.066847 | 0.56109 | 0 | 0.71233 | 1.3241 | 0 | 7.6613
2025-09-02 13:00 | 0.70036 | 56.4542 | 50.0378 | 26.3835 | 0.74124 | 2.3573 | 0.71725 | 0.71725 | 0.71725 | 328.6541 | 0 | 0 | 0 | 2.3573 | 0.755 | 0.71725 | 0 | 0 | 2.7996 | 6.0061 | 1.6023 | 0 | 1.6023 | 18.4741 | 80.2581 | 0 | 0.62147 | 0.62147 | 0.074039 | 0.62147 | 0 | 0.78898 | 1.8858 | 0 | 8.3634
2025-09-02 14:00 | 0.52291 | 45.5675 | 66.291 | 40.9142 | 0.53454 | 1.6999 | 0.73768 | 0.73768 | 0.73768 | 230.4419 | 0 | 0 | 0 | 1.6999 | 0.77651 | 0.73768 | 0 | 0 | 1.9474 | 6.0061 | 0.92342 | 0 | 0.92342 | 19.3001 | 83.8463 | 0 | 0.63917 | 0.63917 | 0.076148 | 0.63917 | 0 | 0.81145 | 1.3599 | 0 | 7.7061
2025-09-02 15:00 | 0.31647 | 33.425 | 77.4699 | 55.6641 | 0.30824 | 0.98025 | 0.57696 | 0.57696 | 0.57696 | 169.9005 | 0 | 0 | 0 | 0.98025 | 0.60732 | 0.57696 | 0 | 0 | 1.6128 | 6.0061 | 0.37293 | 0 | 0.37293 | 19.6336 | 85.2954 | 0 | 0.49991 | 0.49991 | 0.059557 | 0.49991 | 0 | 0.63465 | 0.7842 | 0 | 6.9864
2025-09-02 16:00 | 0.17185 | 20.7857 | 86.2892 | 70.4909 | 0.16297 | 0.51827 | 0.49565 | 0.49565 | 0.49565 | 104.5642 | 1.1102e-16 | 0 | 0 | 0.51827 | 0.52174 | 0.49565 | 0 | 0 | 1.6027 | 6.0061 | 0 | 0.0034644 | -0.0034644 | 19.6298 | 85.2786 | 0 | 0.42946 | 0.42946 | 0.051164 | 0.42946 | 0 | 0.54522 | 0.41462 | 0 | 6.5244
2025-09-02 17:00 | 0.09136 | 8.0199 | 94.1685 | 85.3476 | 0.073281 | 0.23305 | 0.56119 | 0.56119 | 0.56119 | 41.5273 | 0 | 0 | 0 | 0.23305 | 0.59072 | 0.56119 | 0 | 0 | 1.7645 | 6.0061 | 0 | 0.35768 | -0.35768 | 19.2299 | 83.5413 | 0 | 0.48624 | 0.48624 | 0.057929 | 0.48624 | 0 | 0.6173 | 0.18644 | 0 | 6.2392
2025-09-02 18:00 | 0.0011737 | 0 | 102.0075 | 90 | 0 | 0 | 0.64472 | 0.64472 | 0.64472 | 0 | 0 | 0 | 0 | 0 | 0.67866 | 0.64472 | 0 | 0 | 2.1542 | 6.0061 | 0 | 0.67866 | -0.67866 | 18.4711 | 80.245 | 0 | 0.55862 | 0.55862 | 0.066552 | 0.55862 | 0 | 0.70919 | 0 | 0 | 6.0061
2025-09-02 19:00 | 0 | 0 | 110.5828 | 90 | 0 | 0 | 0.63088 | 0.63088 | 0.63088 | 0 | 0 | 1.1102e-16 | 0 | 0 | 0.66409 | 0.63088 | 0 | 0 | 2.7378 | 6.0061 | 0 | 0.66409 | -0.66409 | 17.7286 | 77.0194 | 0 | 0.54663 | 0.54663 | 0.065124 | 0.54663 | 0 | 0.69397 | 0 | 0 | 6.0061
2025-09-02 20:00 | 0 | 0 | 120.7924 | 90 | 0 | 0 | 0.84434 | 0.84434 | 0.84434 | 0 | 0 | 1.1102e-16 | 0 | 0 | 0.88877 | 0.84434 | 0 | 0 | 3.2177 | 6.0061 | 0 | 0.88877 | -0.88877 | 16.735 | 72.7025 | 0 | 0.73158 | 0.73158 | 0.087157 | 0.73158 | 0 | 0.92877 | 0 | 0 | 6.0061
2025-09-02 21:00 | 0 | 0 | 133.8258 | 90 | 0 | 0 | 0.68242 | 0.68242 | 0.68242 | 0 | 0 | 0 | 0 | 0 | 0.71834 | 0.68242 | 0 | 0 | 3.8618 | 6.0061 | 0 | 0.71834 | -0.71834 | 15.9318 | 69.2134 | 0 | 0.59129 | 0.59129 | 0.070444 | 0.59129 | 0 | 0.75067 | 0 | 0 | 6.0061
2025-09-02 22:00 | 0 | 0 | 151.0345 | 90 | 0 | 0 | 0.76989 | 0.76989 | 0.76989 | 0 | 0 | 1.1102e-16 | 0 | 0 | 0.81041 | 0.76989 | 0 | 0 | 4.3019 | 6.0061 | 0 | 0.81041 | -0.81041 | 15.0258 | 65.2772 | 0 | 0.66707 | 0.66707 | 0.079472 | 0.66707 | 0 | 0.84687 | 0 | 0 | 6.0061
2025-09-02 23:00 | 0 | 0 | 172.686 | 90 | 0 | 0 | 0.86884 | 0.86884 | 0.86884 | 0 | 0 | 0 | 0 | 0 | 0.91457 | 0.86884 | 0 | 0 | 4.8286 | 5.2041 | 0 | 0.91457 | -0.91457 | 14.0032 | 60.835 | 0 | 0.75281 | 0.75281 | 0.089687 | 0.75281 | 0 | 0.95573 | 0 | 0 | 5.2041
2025-09-03 | 0 | 0 | -163.9112 | 90 | 0 | 0 | 0.36903 | 0.36903 | 0.36903 | 0 | 0 | 5.5511e-17 | 0 | 0 | 0.38846 | 0.36903 | 0 | 0 | 5.143 | 4.2896 | 0 | 0.38846 | -0.38846 | 13.5689 | 58.9482 | 0 | 0.31981 | 0.31981 | 0.038101 | 0.31981 | 0 | 0.40594 | 0 | 0 | 4.2896
2025-09-03 01:00 | 0 | 0 | -143.6753 | 90 | 0 | 0 | 0.37104 | 0.37104 | 0.37104 | 0 | 0 | 5.5511e-17 | 0 | 0 | 0.39056 | 0.37104 | 0 | 0 | 5.143 | 3.9011 | 0 | 0.39056 | -0.39056 | 13.1323 | 57.0512 | 0 | 0.32155 | 0.32155 | 0.038308 | 0.32155 | 0 | 0.40814 | 0 | 0 | 3.9011
2025-09-03 02:00 | 0 | 0 | -128.1435 | 90 | 0 | 0 | 0.25751 | 0.25751 | 0.25751 | 0 | 0 | 0 | 0 | 0 | 0.27106 | 0.25751 | 0 | 0 | 5.143 | 3.5105 | 0 | 0.27106 | -0.27106 | 12.8292 | 55.7346 | 0 | 0.22316 | 0.22316 | 0.026587 | 0.22316 | 0 | 0.28326 | 0 | 0 | 3.5105
2025-09-03 03:00 | 0 | 0 | -116.335 | 90 | 0 | 0 | 0.45905 | 0.45905 | 0.45905 | 0 | 0 | 5.5511e-17 | 0 | 0 | 0.48321 | 0.45905 | 0 | 0 | 5.143 | 3.2395 | 0 | 0.48321 | -0.48321 | 12.289 | 53.3876 | 0 | 0.39782 | 0.39782 | 0.047395 | 0.39782 | 0 | 0.50496 | 0 | 0 | 3.2395
2025-09-03 04:00 | 0 | 0 | -106.8683 | 90 | 0 | 0 | 0.44431 | 0.44431 | 0.44431 | 0 | 0 | 5.5511e-17 | 0 | 0 | 0.46769 | 0.44431 | 0 | 0 | 5.143 | 2.7563 | 0 | 0.46769 | -0.46769 | 11.7661 | 51.1159 | 0 | 0.38505 | 0.38505 | 0.045873 | 0.38505 | 0 | 0.48874 | 0 | 0 | 2.7563
2025-09-03 05:00 | 0.015195 | 0 | -98.664 | 90 | 0 | 0 | 0.32271 | 0.32271 | 0.32271 | 0 | 0 | 5.5511e-17 | 0 | 0 | 0.3397 | 0.32271 | 0 | 0 | 5.143 | 2.2886 | 0 | 0.3397 | -0.3397 | 11.3863 | 49.466 | 0 | 0.27967 | 0.27967 | 0.033319 | 0.27967 | 0 | 0.35498 | 0 | 0 | 2.2886
2025-09-03 06:00 | 0.13293 | 12.6666 | -90.8894 | 79.6987 | 0.12108 | 0.38505 | 0.44237 | 0.44237 | 0.44237 | 87.0408 | 0 | 0 | 0 | 0.38505 | 0.46566 | 0.44237 | 0 | 0 | 5.143 | 1.9489 | 0 | 0.080611 | -0.080611 | 11.2962 | 49.0744 | 0 | 0.38337 | 0.38337 | 0.045674 | 0.38337 | 0 | 0.48661 | 0.30804 | 0 | 2.3339
2025-09-03 07:00 | 0.21744 | 25.413 | -82.7516 | 64.8354 | 0.20821 | 0.66214 | 0.5396 | 0.5396 | 0.5396 | 122.7105 | 0 | 0 | 0 | 0.66214 | 0.568 | 0.5396 | 0 | 0 | 5.143 | 1.8683 | 0.094145 | 0 | 0.094145 | 11.3803 | 49.4402 | 0 | 0.46763 | 0.46763 | 0.055711 | 0.46763 | 0 | 0.59356 | 0.52971 | 0 | 2.5304
2025-09-03 08:00 | 0.50769 | 37.9025 | -73.2134 | 50.0112 | 0.5249 | 1.6693 | 0.2353 | 0.2353 | 0.2353 | 709.4372 | 0 | 0 | 0 | 1.6693 | 0.24768 | 0.2353 | 0 | 0 | 5.143 | 1.9436 | 1.4216 | 0 | 1.4216 | 12.6519 | 54.9641 | 0 | 0.20391 | 0.20391 | 0.024293 | 0.20391 | 0 | 0.25882 | 1.3354 | 0 | 3.6129
2025-09-03 09:00 | 0.81074 | 49.6585 | -60.4903 | 35.2878 | 0.87452 | 2.7811 | 0.4199 | 0.4199 | 0.4199 | 662.33 | 0 | 0 | 0 | 2.7811 | 0.442 | 0.4199 | 0 | 0 | 5.143 | 3.0809 | 2.3391 | 0 | 2.3391 | 14.744 | 64.0533 | 0 | 0.3639 | 0.3639 | 0.043353 | 0.3639 | 0 | 0.46189 | 2.2249 | 0 | 5.862
2025-09-03 10:00 | 0.94359 | 59.6211 | -41.1687 | 20.8916 | 1.0289 | 3.2722 | 0.28501 | 0.28501 | 0.28501 | 1148.067 | 0 | 0 | 0 | 3.2722 | 0.30001 | 0.28501 | 0 | 0 | 3.9622 | 4.9522 | 2.9721 | 0 | 2.9721 | 17.4024 | 75.6021 | 0 | 0.247 | 0.247 | 0.029427 | 0.247 | 0 | 0.31352 | 2.6177 | 0 | 8.2243
2025-09-03 11:00 | 0.84421 | 65.3636 | -11.03 | 8.6657 | 0.91542 | 2.9112 | 0.34799 | 0.34799 | 0.34799 | 836.5785 | 0.35238 | 0 | 0 | 2.9112 | 0.3663 | 0.34799 | 0 | 0 | 2.1925 | 6.0061 | 2.1925 | 0 | 2.1925 | 19.3634 | 84.1216 | 0 | 0.30157 | 0.30157 | 0.035928 | 0.30157 | 0 | 0.38279 | 2.3289 | 0 | 8.9173
2025-09-03 12:00 | 0.79187 | 63.8785 | 23.9647 | 12.6983 | 0.8519 | 2.7092 | 0.90456 | 0.90456 | 0.90456 | 299.5006 | 0.61192 | 0 | 0 | 2.7092 | 0.95217 | 0.90456 | 0 | 0 | 1.1451 | 6.0061 | 1.1451 | 0 | 1.1451 | 20.3876 | 88.571 | 0 | 0.78376 | 0.78376 | 0.093375 | 0.78376 | 0 | 0.99502 | 2.1673 | 0 | 8.7153
2025-09-03 13:00 | 0.53213 | 56.112 | 49.6972 | 26.3608 | 0.53621 | 1.7052 | 0.67123 | 0.67123 | 0.67123 | 254.047 | 0.17448 | 0 | 0 | 1.7052 | 0.70656 | 0.67123 | 0 | 0 | 0.82421 | 6.0061 | 0.82421 | 0 | 0.82421 | 21.1248 | 91.7737 | 0 | 0.58159 | 0.58159 | 0.069289 | 0.58159 | 0 | 0.73836 | 1.3642 | 0 | 7.7114
2025-09-03 14:00 | 0.5125 | 45.2664 | 65.9357 | 40.9372 | 0.52395 | 1.6662 | 0.90235 | 0.90235 | 0.90235 | 184.6555 | 0.12315 | 0 | 0 | 1.6662 | 0.94984 | 0.90235 | 0 | 0 | 0.59325 | 6.0061 | 0.59325 | 0 | 0.59325 | 21.6554 | 94.0789 | 0 | 0.78184 | 0.78184 | 0.093146 | 0.78184 | 0 | 0.99258 | 1.333 | 0 | 7.6724
2025-09-03 15:00 | 0.3494 | 33.1475 | 77.1403 | 55.7115 | 0.34517 | 1.0977 | 0.49831 | 0.49831 | 0.49831 | 220.2853 | 0.14616 | 0 | 0 | 1.0977 | 0.52454 | 0.49831 | 0 | 0 | 0.42701 | 6.0061 | 0.42701 | 0 | 0.42701 | 22.0374 | 95.7381 | 0 | 0.43176 | 0.43176 | 0.051439 | 0.43176 | 0 | 0.54814 | 0.87817 | 0 | 7.1039
2025-09-03 16:00 | 0.1687 | 20.5183 | 85.9843 | 70.5552 | 0.16017 | 0.50937 | 0.61178 | 0.61178 | 0.61178 | 83.2591 | 0 | 0 | 0 | 0.50937 | 0.64398 | 0.61178 | 0 | 0 | 0.30735 | 6.0061 | 0 | 0.13462 | -0.13462 | 21.8869 | 95.0842 | 0 | 0.53008 | 0.53008 | 0.063152 | 0.53008 | 0 | 0.67296 | 0.40749 | 0 | 6.5155
2025-09-03 17:00 | 0.065413 | 7.7525 | 93.8806 | 85.4258 | 0.058763 | 0.18688 | 0.65898 | 0.65898 | 0.65898 | 28.3586 | 0 | 1.1102e-16 | 0 | 0.18688 | 0.69366 | 0.65898 | 0 | 0 | 0.56252 | 6.0061 | 0 | 0.50678 | -0.50678 | 21.3203 | 92.6227 | 0 | 0.57097 | 0.57097 | 0.068024 | 0.57097 | 0 | 0.72488 | 0.1495 | 0 | 6.193
2025-09-03 18:00 | 0.00061647 | 0 | 101.7297 | 90 | 0 | 0 | 1.003 | 1.003 | 1.003 | 0 | 0 | 2.2204e-16 | 0 | 0 | 1.0558 | 1.003 | 0 | 0 | 1.0551 | 6.0061 | 0 | 1.0558 | -1.0558 | 20.1398 | 87.4944 | 0 | 0.86909 | 0.86909 | 0.10354 | 0.86909 | 0 | 1.1033 | 0 | 0 | 6.0061
2025-09-03 19:00 | 0 | 0 | 110.312 | 90 | 0 | 0 | 0.73282 | 0.73282 | 0.73282 | 0 | 0 | 0 | 0 | 0 | 0.77139 | 0.73282 | 0 | 0 | 1.9405 | 6.0061 | 0 | 0.77139 | -0.77139 | 19.2774 | 83.7476 | 0 | 0.63496 | 0.63496 | 0.075646 | 0.63496 | 0 | 0.8061 | 0 | 0 | 6.0061
2025-09-03 20:00 | 0 | 0 | 120.5338 | 90 | 0 | 0 | 0.85918 | 0.85918 | 0.85918 | 0 | 0 | 1.1102e-16 | 0 | 0 | 0.9044 | 0.85918 | 0 | 0 | 2.4425 | 6.0061 | 0 | 0.9044 | -0.9044 | 18.2662 | 79.3549 | 0 | 0.74444 | 0.74444 | 0.088689 | 0.74444 | 0 | 0.94509 | 0 | 0 | 6.0061
2025-09-03 21:00 | 0 | 0 | 133.6041 | 90 | 0 | 0 | 0.55024 | 0.55024 | 0.55024 | 0 | 0 | 1.1102e-16 | 0 | 0 | 0.5792 | 0.55024 | 0 | 0 | 3.0515 | 6.0061 | 0 | 0.5792 | -0.5792 | 17.6187 | 76.5416 | 0 | 0.47675 | 0.47675 | 0.056799 | 0.47675 | 0 | 0.60526 | 0 | 0 | 6.0061
2025-09-03 22:00 | 0 | 0 | 150.9114 | 90 | 0 | 0 | 0.75124 | 0.75124 | 0.75124 | 0 | 0 | 1.1102e-16 | 0 | 0 | 0.79078 | 0.75124 | 0 | 0 | 3.343 | 6.0061 | 0 | 0.79078 | -0.79078 | 16.7345 | 72.7007 | 0 | 0.65092 | 0.65092 | 0.077548 | 0.65092 | 0 | 0.82637 | 0 | 0 | 6.0061
2025-09-03 23:00 | 0 | 0 | 172.7492 | 90 | 0 | 0 | 0.73221 | 0.73221 | 0.73221 | 0 | 0 | 1.1102e-16 | 0 | 0 | 0.77075 | 0.73221 | 0 | 0 | 3.8631 | 6.0061 | 0 | 0.77075 | -0.77075 | 15.8728 | 68.9571 | 0 | 0.63442 | 0.63442 | 0.075583 | 0.63442 | 0 | 0.80543 | 0 | 0 | 6.0061
2025-09-04 | 0 | 0 | -163.6414 | 90 | 0 | 0 | 0.28853 | 0.28853 | 0.28853 | 0 | 0 | 0 | 0 | 0 | 0.30372 | 0.28853 | 0 | 0 | 4.3496 | 5.9618 | 0 | 0.30372 | -0.30372 | 15.5333 | 67.4819 | 0 | 0.25005 | 0.25005 | 0.02979 | 0.25005 | 0 | 0.31739 | 0 | 0 | 5.9618
2025-09-04 01:00 | 0 | 0 | -143.3006 | 90 | 0 | 0 | 0.36613 | 0.36613 | 0.36613 | 0 | 0 | 0 | 0 | 0 | 0.3854 | 0.36613 | 0 | 0 | 4.4135 | 5.658 | 0 | 0.3854 | -0.3854 | 15.1024 | 65.6099 | 0 | 0.3173 | 0.3173 | 0.037802 | 0.3173 | 0 | 0.40274 | 0 | 0 | 5.658
2025-09-04 02:00 | 0 | 0 | -127.7491 | 90 | 0 | 0 | 0.29321 | 0.29321 | 0.29321 | 0 | 0 | 5.5511e-17 | 0 | 0 | 0.30864 | 0.29321 | 0 | 0 | 4.621 | 5.2726 | 0 | 0.30864 | -0.30864 | 14.7573 | 64.1108 | 0 | 0.2541 | 0.2541 | 0.030273 | 0.2541 | 0 | 0.32253 | 0 | 0 | 5.2726
2025-09-04 03:00 | 0 | 0 | -115.9509 | 90 | 0 | 0 | 0.24304 | 0.24304 | 0.24304 | 0 | 0 | 2.7756e-17 | 0 | 0 | 0.25583 | 0.24304 | 0 | 0 | 4.778 | 4.964 | 0 | 0.25583 | -0.25583 | 14.4712 | 62.8682 | 0 | 0.21063 | 0.21063 | 0.025093 | 0.21063 | 0 | 0.26735 | 0 | 0 | 4.964
2025-09-04 04:00 | 0 | 0 | -106.4956 | 90 | 0 | 0 | 0.2781 | 0.2781 | 0.2781 | 0 | 0 | 0 | 0 | 0 | 0.29274 | 0.2781 | 0 | 0 | 4.9073 | 4.7082 | 0 | 0.29274 | -0.29274 | 14.144 | 61.4463 | 0 | 0.24101 | 0.24101 | 0.028713 | 0.24101 | 0 | 0.30591 | 0 | 0 | 4.7082
2025-09-04 05:00 | 0.019037 | 0 | -98.2934 | 90 | 0 | 0 | 0.31474 | 0.31474 | 0.31474 | 0 | 0 | 0 | 0 | 0 | 0.3313 | 0.31474 | 0 | 0 | 5.0866 | 4.4154 | 0 | 0.3313 | -0.3313 | 13.7736 | 59.8371 | 0 | 0.27276 | 0.27276 | 0.032496 | 0.27276 | 0 | 0.34621 | 0 | 0 | 4.4154
2025-09-04 06:00 | 0.17073 | 12.5412 | -90.5073 | 79.6062 | 0.15046 | 0.47849 | 0.1128 | 0.1128 | 0.1128 | 424.199 | 0 | 0 | 0 | 0.47849 | 0.11874 | 0.1128 | 0 | 0 | 5.143 | 4.0841 | 0.35976 | 0 | 0.35976 | 14.0953 | 61.2351 | 0 | 0.097754 | 0.097754 | 0.011646 | 0.097754 | 0 | 0.12408 | 0.38279 | 0 | 4.5626
2025-09-04 07:00 | 0.27106 | 25.2824 | -82.3409 | 64.7291 | 0.26435 | 0.84067 | 0.32521 | 0.32521 | 0.32521 | 258.5006 | 0 | 0 | 0 | 0.84067 | 0.34233 | 0.32521 | 0 | 0 | 4.9572 | 4.3719 | 0.49835 | 0 | 0.49835 | 14.5411 | 63.1715 | 0 | 0.28184 | 0.28184 | 0.033577 | 0.28184 | 0 | 0.35773 | 0.67254 | 0 | 5.2126
2025-09-04 08:00 | 0.42655 | 37.7516 | -72.7533 | 49.8874 | 0.43094 | 1.3705 | 0.26434 | 0.26434 | 0.26434 | 518.4406 | 0 | 0 | 0 | 1.3705 | 0.27826 | 0.26434 | 0 | 0 | 4.606 | 4.7706 | 1.0922 | 0 | 1.0922 | 15.518 | 67.4155 | 0 | 0.22909 | 0.22909 | 0.027292 | 0.22909 | 0 | 0.29078 | 1.0964 | 0 | 6.1411
2025-09-04 09:00 | 0.63691 | 49.4644 | -59.9626 | 35.137 | 0.67422 | 2.1441 | 0.21061 | 0.21061 | 0.21061 | 1018.039 | 0 | 0 | 0 | 2.1441 | 0.2217 | 0.21061 | 0 | 0 | 3.8867 | 5.6444 | 1.9224 | 0 | 1.9224 | 17.2374 | 74.8855 | 0 | 0.18252 | 0.18252 | 0.021745 | 0.18252 | 0 | 0.23168 | 1.7153 | 0 | 7.7885
2025-09-04 10:00 | 0.72584 | 59.3501 | -40.6069 | 20.6855 | 0.77563 | 2.4666 | 0.33053 | 0.33053 | 0.33053 | 746.2515 | 0 | 0 | 0 | 2.4666 | 0.34793 | 0.33053 | 0 | 0 | 2.6702 | 6.0061 | 2.1187 | 0 | 2.1187 | 19.1325 | 83.1181 | 0 | 0.28645 | 0.28645 | 0.034127 | 0.28645 | 0 | 0.36359 | 1.9733 | 0 | 8.4728
2025-09-04 11:00 | 0.91998 | 64.9978 | -10.6852 | 8.297 | 1.0089 | 3.2085 | 0.17619 | 0.17619 | 0.17619 | 1821.04 | 1.5643 | 0 | 0 | 3.2085 | 0.18546 | 0.17619 | 0 | 0 | 1.4587 | 6.0061 | 1.4587 | 0 | 1.4587 | 20.4371 | 88.7861 | 0 | 0.15269 | 0.15269 | 0.018191 | 0.15269 | 0 | 0.19381 | 2.5668 | 0 | 9.2146
2025-09-04 12:00 | 0.69892 | 63.4889 | 23.8401 | 12.5523 | 0.73741 | 2.3451 | 0.52753 | 0.52753 | 0.52753 | 444.5472 | 0.98111 | 0 | 0 | 2.3451 | 0.55529 | 0.52753 | 0 | 0 | 0.8087 | 6.0061 | 0.8087 | 0 | 0.8087 | 21.1605 | 91.9284 | 0 | 0.45708 | 0.45708 | 0.054454 | 0.45708 | 0 | 0.58028 | 1.8761 | 0 | 8.3513
2025-09-04 13:00 | 0.85626 | 55.7662 | 49.3621 | 26.3444 | 0.93352 | 2.9688 | 0.52765 | 0.52765 | 0.52765 | 562.6398 | 1.8313 | 0 | 0 | 2.9688 | 0.55542 | 0.52765 | 0 | 0 | 0.58209 | 6.0061 | 0.58209 | 0 | 0.58209 | 21.6811 | 94.1903 | 0 | 0.45718 | 0.45718 | 0.054467 | 0.45718 | 0 | 0.58041 | 2.375 | 0 | 8.9749
2025-09-04 14:00 | 0.74651 | 44.9616 | 65.5832 | 40.9644 | 0.80352 | 2.5553 | 0.60327 | 0.60327 | 0.60327 | 423.579 | 1.5013 | 0 | 0 | 2.5553 | 0.63502 | 0.60327 | 0 | 0 | 0.41897 | 6.0061 | 0.41897 | 0 | 0.41897 | 22.0558 | 95.8183 | 0 | 0.5227 | 0.5227 | 0.062273 | 0.5227 | 0 | 0.6636 | 2.0443 | 0 | 8.5615
2025-09-04 15:00 | 0.45176 | 32.8667 | 76.8116 | 55.7621 | 0.46434 | 1.4767 | 0.5339 | 0.5339 | 0.5339 | 276.5853 | 0.61311 | 0 | 0 | 1.4767 | 0.562 | 0.5339 | 0 | 0 | 0.30157 | 6.0061 | 0.30157 | 0 | 0.30157 | 22.3256 | 96.9901 | 0 | 0.4626 | 0.4626 | 0.055112 | 0.4626 | 0 | 0.58729 | 1.1813 | 0 | 7.4828
2025-09-04 16:00 | 0.3104 | 20.248 | 85.6793 | 70.6218 | 0.30137 | 0.95841 | 0.56983 | 0.56983 | 0.56983 | 168.1933 | 0.14153 | 0 | 0 | 0.95841 | 0.59982 | 0.56983 | 0 | 0 | 0.21706 | 6.0061 | 0.21706 | 0 | 0.21706 | 22.5197 | 97.8335 | 0 | 0.49373 | 0.49373 | 0.058821 | 0.49373 | 0 | 0.62681 | 0.76673 | 0 | 6.9646
2025-09-04 17:00 | 0.073932 | 7.4824 | 93.5919 | 85.5056 | 0.063759 | 0.20276 | 0.56622 | 0.56622 | 0.56622 | 35.8102 | 0 | 0 | 0 | 0.20276 | 0.59602 | 0.56622 | 0 | 0 | 0.15624 | 6.0061 | 0 | 0.39325 | -0.39325 | 22.08 | 95.9234 | 0 | 0.4906 | 0.4906 | 0.058448 | 0.4906 | 0 | 0.62284 | 0.16221 | 0 | 6.2089
2025-09-04 18:00 | 0.00031428 | 0 | 101.4506 | 90 | 0 | 0 | 0.7204 | 0.7204 | 0.7204 | 0 | 0 | 1.1102e-16 | 0 | 0 | 0.75832 | 0.7204 | 0 | 0 | 0.57731 | 6.0061 | 0 | 0.75832 | -0.75832 | 21.2322 | 92.2402 | 0 | 0.62419 | 0.62419 | 0.074364 | 0.62419 | 0 | 0.79244 | 0 | 0 | 6.0061
2025-09-04 19:00 | 0 | 0 | 110.0394 | 90 | 0 | 0 | 0.85186 | 0.85186 | 0.85186 | 0 | 0 | 1.1102e-16 | 0 | 0 | 0.8967 | 0.85186 | 0 | 0 | 1.2267 | 6.0061 | 0 | 0.8967 | -0.8967 | 20.2297 | 87.8848 | 0 | 0.7381 | 0.7381 | 0.087934 | 0.7381 | 0 | 0.93705 | 0 | 0 | 6.0061
2025-09-04 20:00 | 0 | 0 | 120.273 | 90 | 0 | 0 | 0.6408 | 0.6408 | 0.6408 | 0 | 0 | 1.1102e-16 | 0 | 0 | 0.67452 | 0.6408 | 0 | 0 | 1.9004 | 6.0061 | 0 | 0.67452 | -0.67452 | 19.4755 | 84.6085 | 0 | 0.55522 | 0.55522 | 0.066147 | 0.55522 | 0 | 0.70488 | 0 | 0 | 6.0061
2025-09-04 21:00 | 0 | 0 | 133.3799 | 90 | 0 | 0 | 0.69257 | 0.69257 | 0.69257 | 0 | 0 | 0 | 0 | 0 | 0.72902 | 0.69257 | 0 | 0 | 2.3099 | 6.0061 | 0 | 0.72902 | -0.72902 | 18.6605 | 81.0676 | 0 | 0.60008 | 0.60008 | 0.071491 | 0.60008 | 0 | 0.76183 | 0 | 0 | 6.0061
2025-09-04 22:00 | 0 | 0 | 150.7872 | 90 | 0 | 0 | 0.50149 | 0.50149 | 0.50149 | 0 | 0 | 0 | 0 | 0 | 0.52789 | 0.50149 | 0 | 0 | 2.7741 | 6.0061 | 0 | 0.52789 | -0.52789 | 18.0703 | 78.5036 | 0 | 0.43452 | 0.43452 | 0.051767 | 0.43452 | 0 | 0.55164 | 0 | 0 | 6.0061
2025-09-04 23:00 | 0 | 0 | 172.8156 | 90 | 0 | 0 | 0.68837 | 0.68837 | 0.68837 | 0 | 0 | 1.1102e-16 | 0 | 0 | 0.7246 | 0.68837 | 0 | 0 | 3.0521 | 6.0061 | 0 | 0.7246 | -0.7246 | 17.2601 | 74.9841 | 0 | 0.59644 | 0.59644 | 0.071058 | 0.59644 | 0 | 0.75721 | 0 | 0 | 6.0061
2025-09-05 | 0 | 0 | -163.3646 | 90 | 0 | 0 | 0.36187 | 0.36187 | 0.36187 | 0 | 0 | 5.5511e-17 | 0 | 0 | 0.38091 | 0.36187 | 0 | 0 | 3.5351 | 6.0061 | 0 | 0.38091 | -0.38091 | 16.8343 | 73.1339 | 0 | 0.3136 | 0.3136 | 0.037362 | 0.3136 | 0 | 0.39805 | 0 | 0 | 6.0061
2025-09-05 01:00 | 0 | 0 | -142.919 | 90 | 0 | 0 | 0.31482 | 0.31482 | 0.31482 | 0 | 0 | 0 | 0 | 0 | 0.33139 | 0.31482 | 0 | 0 | 3.6918 | 6.0061 | 0 | 0.33139 | -0.33139 | 16.4638 | 71.5243 | 0 | 0.27283 | 0.27283 | 0.032504 | 0.27283 | 0 | 0.3463 | 0 | 0 | 6.0061
2025-09-05 02:00 | 0 | 0 | -127.3494 | 90 | 0 | 0 | 0.41169 | 0.41169 | 0.41169 | 0 | 0 | 5.5511e-17 | 0 | 0 | 0.43336 | 0.41169 | 0 | 0 | 3.8494 | 6.0061 | 0 | 0.43336 | -0.43336 | 15.9793 | 69.4195 | 0 | 0.35678 | 0.35678 | 0.042506 | 0.35678 | 0 | 0.45286 | 0 | 0 | 6.0061
2025-09-05 03:00 | 0 | 0 | -115.5629 | 90 | 0 | 0 | 0.26325 | 0.26325 | 0.26325 | 0 | 0 | 5.5511e-17 | 0 | 0 | 0.27711 | 0.26325 | 0 | 0 | 4.1258 | 6.0061 | 0 | 0.27711 | -0.27711 | 15.6694 | 68.0735 | 0 | 0.22814 | 0.22814 | 0.02718 | 0.22814 | 0 | 0.28957 | 0 | 0 | 6.0061
2025-09-05 04:00 | 0 | 0 | -106.1199 | 90 | 0 | 0 | 0.40203 | 0.40203 | 0.40203 | 0 | 0 | 5.5511e-17 | 0 | 0 | 0.42319 | 0.40203 | 0 | 0 | 4.2584 | 5.7799 | 0 | 0.42319 | -0.42319 | 15.1963 | 66.018 | 0 | 0.34841 | 0.34841 | 0.041508 | 0.34841 | 0 | 0.44223 | 0 | 0 | 5.7799
2025-09-05 05:00 | 0.018812 | 0 | -97.9202 | 90 | 0 | 0 | 0.32479 | 0.32479 | 0.32479 | 0 | 0 | 5.5511e-17 | 0 | 0 | 0.34188 | 0.32479 | 0 | 0 | 4.5444 | 5.3567 | 0 | 0.34188 | -0.34188 | 14.8141 | 64.3575 | 0 | 0.28147 | 0.28147 | 0.033533 | 0.28147 | 0 | 0.35726 | 0 | 0 | 5.3567
2025-09-05 06:00 | 0.17366 | 12.4154 | -90.123 | 79.5127 | 0.15432 | 0.49075 | 0.46098 | 0.46098 | 0.46098 | 106.4582 | 0 | 0 | 0 | 0.49075 | 0.48524 | 0.46098 | 0 | 0 | 4.7448 | 5.0148 | 0.0055088 | 0 | 0.0055088 | 14.819 | 64.3789 | 0 | 0.39949 | 0.39949 | 0.047594 | 0.39949 | 0 | 0.50708 | 0.3926 | 0 | 5.5055
2025-09-05 07:00 | 0.36571 | 25.1508 | -81.9283 | 64.6225 | 0.36915 | 1.174 | 0.32447 | 0.32447 | 0.32447 | 361.8025 | 0 | 0 | 0 | 1.174 | 0.34155 | 0.32447 | 0 | 0 | 4.6416 | 5.0192 | 0.8324 | 0 | 0.8324 | 15.5635 | 67.6134 | 0 | 0.2812 | 0.2812 | 0.033501 | 0.2812 | 0 | 0.35692 | 0.93916 | 0 | 6.1931
2025-09-05 08:00 | 0.57852 | 37.599 | -72.292 | 49.764 | 0.6138 | 1.952 | 0.32712 | 0.32712 | 0.32712 | 596.725 | 0 | 0 | 0 | 1.952 | 0.34433 | 0.32712 | 0 | 0 | 4.0016 | 5.6851 | 1.6077 | 0 | 1.6077 | 17.0014 | 73.8602 | 0 | 0.28349 | 0.28349 | 0.033774 | 0.28349 | 0 | 0.35983 | 1.5616 | 0 | 7.6371
2025-09-05 09:00 | 0.62203 | 49.2677 | -59.4353 | 34.9878 | 0.65842 | 2.0939 | 0.28137 | 0.28137 | 0.28137 | 744.1784 | 0 | 0 | 0 | 2.0939 | 0.29618 | 0.28137 | 0 | 0 | 2.9321 | 6.0061 | 1.7977 | 0 | 1.7977 | 18.6094 | 80.8456 | 0 | 0.24384 | 0.24384 | 0.02905 | 0.24384 | 0 | 0.3095 | 1.6751 | 0 | 8.1
2025-09-05 10:00 | 0.52979 | 59.0758 | -40.0496 | 20.4827 | 0.53254 | 1.6936 | 0.35745 | 0.35745 | 0.35745 | 473.7979 | 0 | 0 | 0 | 1.6936 | 0.37626 | 0.35745 | 0 | 0 | 1.8775 | 6.0061 | 1.3173 | 0 | 1.3173 | 19.7876 | 85.9643 | 0 | 0.30977 | 0.30977 | 0.036905 | 0.30977 | 0 | 0.39319 | 1.3549 | 0 | 7.6997
2025-09-05 11:00 | 0.73213 | 64.6294 | -10.3456 | 7.9281 | 0.78097 | 2.4836 | 0.40157 | 0.40157 | 0.40157 | 618.4695 | 0.80372 | 0 | 0 | 2.4836 | 0.42271 | 0.40157 | 0 | 0 | 1.2572 | 6.0061 | 1.2572 | 0 | 1.2572 | 20.9121 | 90.8494 | 0 | 0.34801 | 0.34801 | 0.041461 | 0.34801 | 0 | 0.44173 | 1.9869 | 0 | 8.4898
2025-09-05 12:00 | 0.73908 | 63.0969 | 23.7202 | 12.417 | 0.79137 | 2.5167 | 0.85353 | 0.85353 | 0.85353 | 294.8575 | 0.95834 | 0 | 0 | 2.5167 | 0.89845 | 0.85353 | 0 | 0 | 0.65991 | 6.0061 | 0.65991 | 0 | 0.65991 | 21.5023 | 93.4136 | 0 | 0.73954 | 0.73954 | 0.088106 | 0.73954 | 0 | 0.93888 | 2.0134 | 0 | 8.5228
2025-09-05 13:00 | 0.67613 | 55.4169 | 49.0325 | 26.3343 | 0.71941 | 2.2879 | 0.90313 | 0.90313 | 0.90313 | 253.3257 | 0.86221 | 0 | 0 | 2.2879 | 0.95066 | 0.90313 | 0 | 0 | 0.47499 | 6.0061 | 0.47499 | 0 | 0.47499 | 21.9272 | 95.2592 | 0 | 0.78252 | 0.78252 | 0.093226 | 0.78252 | 0 | 0.99344 | 1.8303 | 0 | 8.294
2025-09-05 14:00 | 0.60751 | 44.6533 | 65.2333 | 40.9959 | 0.64524 | 2.052 | 0.6326 | 0.6326 | 0.6326 | 324.3703 | 1.0442 | 0 | 0 | 2.052 | 0.6659 | 0.6326 | 0 | 0 | 0.34189 | 6.0061 | 0.34189 | 0 | 0.34189 | 22.2329 | 96.5877 | 0 | 0.54812 | 0.54812 | 0.065301 | 0.54812 | 0 | 0.69586 | 1.6416 | 0 | 8.0581
2025-09-05 15:00 | 0.34734 | 32.5828 | 76.4839 | 55.8157 | 0.34532 | 1.0982 | 0.69912 | 0.69912 | 0.69912 | 157.0781 | 0.11617 | 0 | 0 | 1.0982 | 0.73592 | 0.69912 | 0 | 0 | 0.24608 | 6.0061 | 0.24608 | 0 | 0.24608 | 22.453 | 97.5439 | 0 | 0.60576 | 0.60576 | 0.072167 | 0.60576 | 0 | 0.76903 | 0.87853 | 0 | 7.1043
2025-09-05 16:00 | 0.1536 | 19.9748 | 85.3743 | 70.6907 | 0.14592 | 0.46404 | 0.74456 | 0.74456 | 0.74456 | 62.3243 | 0 | 0 | 0 | 0.46404 | 0.78374 | 0.74456 | 0 | 0 | 0.17712 | 6.0061 | 0 | 0.3197 | -0.3197 | 22.0956 | 95.991 | 0 | 0.64512 | 0.64512 | 0.076857 | 0.64512 | 0 | 0.81901 | 0.37123 | 0 | 6.4702
2025-09-05 17:00 | 0.083938 | 7.2098 | 93.3026 | 85.5871 | 0.067773 | 0.21553 | 0.81571 | 0.81571 | 0.81571 | 26.4224 | 0 | 0 | 0 | 0.21553 | 0.85864 | 0.81571 | 0 | 0 | 0.54136 | 6.0061 | 0 | 0.64311 | -0.64311 | 21.3766 | 92.8674 | 0 | 0.70677 | 0.70677 | 0.084202 | 0.70677 | 0 | 0.89728 | 0.17242 | 0 | 6.2217
2025-09-05 18:00 | 0.00019921 | 0 | 101.1703 | 90 | 0 | 0 | 0.54334 | 0.54334 | 0.54334 | 0 | 0 | 0 | 0 | 0 | 0.57194 | 0.54334 | 0 | 0 | 1.1027 | 6.0061 | 0 | 0.57194 | -0.57194 | 20.7371 | 90.0894 | 0 | 0.47078 | 0.47078 | 0.056087 | 0.47078 | 0 | 0.59767 | 0 | 0 | 6.0061
2025-09-05 19:00 | 0 | 0 | 109.7652 | 90 | 0 | 0 | 0.80189 | 0.80189 | 0.80189 | 0 | 0 | 1.1102e-16 | 0 | 0 | 0.8441 | 0.80189 | 0 | 0 | 1.5097 | 6.0061 | 0 | 0.8441 | -0.8441 | 19.7934 | 85.9895 | 0 | 0.6948 | 0.6948 | 0.082776 | 0.6948 | 0 | 0.88208 | 0 | 0 | 6.0061
2025-09-05 20:00 | 0 | 0 | 120.01 | 90 | 0 | 0 | 0.58 | 0.58 | 0.58 | 0 | 0 | 1.1102e-16 | 0 | 0 | 0.61053 | 0.58 | 0 | 0 | 2.1321 | 6.0061 | 0 | 0.61053 | -0.61053 | 19.1108 | 83.0241 | 0 | 0.50254 | 0.50254 | 0.059871 | 0.50254 | 0 | 0.638 | 0 | 0 | 6.0061
2025-09-05 21:00 | 0 | 0 | 133.1534 | 90 | 0 | 0 | 0.70638 | 0.70638 | 0.70638 | 0 | 0 | 1.1102e-16 | 0 | 0 | 0.74356 | 0.70638 | 0 | 0 | 2.4905 | 6.0061 | 0 | 0.74356 | -0.74356 | 18.2795 | 79.4125 | 0 | 0.61205 | 0.61205 | 0.072917 | 0.61205 | 0 | 0.77702 | 0 | 0 | 6.0061
2025-09-05 22:00 | 0 | 0 | 150.6619 | 90 | 0 | 0 | 0.79937 | 0.79937 | 0.79937 | 0 | 0 | 0 | 0 | 0 | 0.84144 | 0.79937 | 0 | 0 | 2.9804 | 6.0061 | 0 | 0.84144 | -0.84144 | 17.3387 | 75.3255 | 0 | 0.69262 | 0.69262 | 0.082516 | 0.69262 | 0 | 0.87931 | 0 | 0 | 6.0061
2025-09-05 23:00 | 0 | 0 | 172.885 | 90 | 0 | 0 | 0.49857 | 0.49857 | 0.49857 | 0 | 0 | 5.5511e-17 | 0 | 0 | 0.52481 | 0.49857 | 0 | 0 | 3.543 | 6.0061 | 0 | 0.52481 | -0.52481 | 16.752 | 72.7765 | 0 | 0.43198 | 0.43198 | 0.051465 | 0.43198 | 0 | 0.54842 | 0 | 0 | 6.0061
2025-09-06 | 0 | 0 | -163.0808 | 90 | 0 | 0 | 0.28772 | 0.28772 | 0.28772 | 0 | 0 | 5.5511e-17 | 0 | 0 | 0.30286 | 0.28772 | 0 | 0 | 3.7997 | 6.0061 | 0 | 0.30286 | -0.30286 | 16.4134 | 71.3054 | 0 | 0.24934 | 0.24934 | 0.029706 | 0.24934 | 0 | 0.31649 | 0 | 0 | 6.0061
2025-09-06 01:00 | 0 | 0 | -142.5306 | 90 | 0 | 0 | 0.36055 | 0.36055 | 0.36055 | 0 | 0 | 5.5511e-17 | 0 | 0 | 0.37953 | 0.36055 | 0 | 0 | 3.8967 | 6.0061 | 0 | 0.37953 | -0.37953 | 15.9891 | 69.462 | 0 | 0.31247 | 0.31247 | 0.037226 | 0.31247 | 0 | 0.39661 | 0 | 0 | 6.0061
2025-09-06 02:00 | 0 | 0 | -126.9447 | 90 | 0 | 0 | 0.36566 | 0.36566 | 0.36566 | 0 | 0 | 5.5511e-17 | 0 | 0 | 0.3849 | 0.36566 | 0 | 0 | 4.114 | 6.0061 | 0 | 0.3849 | -0.3849 | 15.5587 | 67.5925 | 0 | 0.31689 | 0.31689 | 0.037753 | 0.31689 | 0 | 0.40222 | 0 | 0 | 6.0061
2025-09-06 03:00 | 0 | 0 | -115.1712 | 90 | 0 | 0 | 0.23089 | 0.23089 | 0.23089 | 0 | 0 | 2.7756e-17 | 0 | 0 | 0.24304 | 0.23089 | 0 | 0 | 4.3468 | 5.6808 | 0 | 0.24304 | -0.24304 | 15.287 | 66.412 | 0 | 0.20009 | 0.20009 | 0.023838 | 0.20009 | 0 | 0.25398 | 0 | 0 | 5.6808
2025-09-06 04:00 | 0 | 0 | -105.7413 | 90 | 0 | 0 | 0.22526 | 0.22526 | 0.22526 | 0 | 0 | 0 | 0 | 0 | 0.23712 | 0.22526 | 0 | 0 | 4.4562 | 5.4378 | 0 | 0.23712 | -0.23712 | 15.0219 | 65.2603 | 0 | 0.19522 | 0.19522 | 0.023257 | 0.19522 | 0 | 0.24779 | 0 | 0 | 5.4378
2025-09-06 05:00 | 0.015704 | 0 | -97.5447 | 90 | 0 | 0 | 0.23412 | 0.23412 | 0.23412 | 0 | 0 | 2.7756e-17 | 0 | 0 | 0.24644 | 0.23412 | 0 | 0 | 4.5839 | 5.2007 | 0 | 0.24644 | -0.24644 | 14.7464 | 64.0633 | 0 | 0.20289 | 0.20289 | 0.024172 | 0.20289 | 0 | 0.25753 | 0 | 0 | 5.2007
2025-09-06 06:00 | 0.024672 | 12.2892 | -89.7366 | 79.4183 | 0.023238 | 0.0739 | 0.22618 | 0.22618 | 0.22618 | 32.6732 | 0 | 0 | 0 | 0.0739 | 0.23808 | 0.22618 | 0 | 0 | 4.7311 | 4.9542 | 0 | 0.16418 | -0.16418 | 14.5628 | 63.2659 | 0 | 0.19601 | 0.19601 | 0.023352 | 0.19601 | 0 | 0.2488 | 0.05912 | 0 | 5.0281
2025-09-06 07:00 | 0.16884 | 25.0183 | -81.5141 | 64.5156 | 0.16049 | 0.51037 | 0.21851 | 0.21851 | 0.21851 | 233.5703 | 0 | 0 | 0 | 0.51037 | 0.23001 | 0.21851 | 0 | 0 | 4.8081 | 4.79 | 0.28036 | 0 | 0.28036 | 14.8136 | 64.3553 | 0 | 0.18937 | 0.18937 | 0.02256 | 0.18937 | 0 | 0.24036 | 0.4083 | 0 | 5.3004
2025-09-06 08:00 | 0.1234 | 37.4445 | -71.8296 | 49.6412 | 0.11662 | 0.37087 | 0.34984 | 0.34984 | 0.34984 | 106.0114 | 0 | 0 | 0 | 0.37087 | 0.36825 | 0.34984 | 0 | 0 | 4.5508 | 5.0143 | 0.0026175 | 0 | 0.0026175 | 14.8159 | 64.3655 | 0 | 0.30318 | 0.30318 | 0.03612 | 0.30318 | 0 | 0.38482 | 0.29669 | 0 | 5.3852
2025-09-06 09:00 | 0.084056 | 49.0682 | -58.9086 | 34.8404 | 0.079319 | 0.25225 | 0.24559 | 0.24559 | 0.24559 | 102.7121 | 0 | 0 | 0 | 0.25225 | 0.25851 | 0.24559 | 0 | 0 | 4.559 | 5.0164 | 0 | 0.006265 | -0.006265 | 14.8089 | 64.335 | 0 | 0.21283 | 0.21283 | 0.025356 | 0.21283 | 0 | 0.27014 | 0.2018 | 0 | 5.2687
2025-09-06 10:00 | 0.37261 | 58.7983 | -39.4968 | 20.2835 | 0.35807 | 1.1387 | 0.32362 | 0.32362 | 0.32362 | 351.8748 | 0 | 0 | 0 | 1.1387 | 0.34065 | 0.32362 | 0 | 0 | 4.5694 | 5.0102 | 0.79808 | 0 | 0.79808 | 15.5227 | 67.4361 | 0 | 0.28045 | 0.28045 | 0.033412 | 0.28045 | 0 | 0.35598 | 0.91098 | 0 | 6.1489
2025-09-06 11:00 | 0.58672 | 64.2584 | -10.0113 | 7.5596 | 0.59796 | 1.9016 | 0.25422 | 0.25422 | 0.25422 | 748.0168 | 0 | 0 | 0 | 1.9016 | 0.2676 | 0.25422 | 0 | 0 | 3.9978 | 5.6486 | 1.634 | 0 | 1.634 | 16.9842 | 73.7854 | 0 | 0.22031 | 0.22031 | 0.026247 | 0.22031 | 0 | 0.27964 | 1.5213 | 0 | 7.5502
2025-09-06 12:00 | 0.24429 | 62.7024 | 23.6049 | 12.293 | 0.23137 | 0.73579 | 0.73286 | 0.73286 | 0.73286 | 100.3997 | 0 | 0 | 0 | 0.73579 | 0.77143 | 0.73286 | 0 | 0 | 2.9243 | 6.0061 | 0 | 0.035642 | -0.035642 | 16.9444 | 73.6123 | 0 | 0.63498 | 0.63498 | 0.07565 | 0.63498 | 0 | 0.80614 | 0.58863 | 0 | 6.7419
2025-09-06 13:00 | 0.18883 | 55.0645 | 48.7084 | 26.3307 | 0.17864 | 0.56812 | 0.74606 | 0.74606 | 0.74606 | 76.149 | 0 | 0 | 0 | 0.56812 | 0.78533 | 0.74606 | 0 | 0 | 3.2014 | 6.0061 | 0 | 0.21721 | -0.21721 | 16.7015 | 72.5572 | 0 | 0.64643 | 0.64643 | 0.077013 | 0.64643 | 0 | 0.82067 | 0.4545 | 0 | 6.5743
2025-09-06 14:00 | 0.15758 | 44.3418 | 64.8863 | 41.0316 | 0.14902 | 0.47392 | 0.76897 | 0.76897 | 0.76897 | 61.631 | 0 | 1.1102e-16 | 0 | 0.47392 | 0.80944 | 0.76897 | 0 | 0 | 3.498 | 6.0061 | 0 | 0.33552 | -0.33552 | 16.3264 | 70.9276 | 0 | 0.66627 | 0.66627 | 0.079377 | 0.66627 | 0 | 0.84586 | 0.37914 | 0 | 6.4801
2025-09-06 15:00 | 0.34798 | 32.2958 | 76.1573 | 55.8723 | 0.34739 | 1.1047 | 0.64909 | 0.64909 | 0.64909 | 170.1986 | 0 | 0 | 0 | 1.1047 | 0.68325 | 0.64909 | 0 | 0 | 3.8099 | 6.0061 | 0.42149 | 0 | 0.42149 | 16.7034 | 72.5654 | 0 | 0.56241 | 0.56241 | 0.067003 | 0.56241 | 0 | 0.714 | 0.8838 | 0 | 7.1109
2025-09-06 16:00 | 0.24959 | 19.699 | 85.0694 | 70.7618 | 0.2437 | 0.77501 | 0.74798 | 0.74798 | 0.74798 | 103.6148 | 1.1102e-16 | 0 | 0 | 0.77501 | 0.78734 | 0.74798 | 0 | 0 | 3.4604 | 6.0061 | 0 | 0.01233 | -0.01233 | 16.6896 | 72.5055 | 0 | 0.64809 | 0.64809 | 0.077211 | 0.64809 | 0 | 0.82278 | 0.62001 | 0 | 6.7812
2025-09-06 17:00 | 0.06369 | 6.9349 | 93.0127 | 85.6701 | 0.056504 | 0.17969 | 0.50257 | 0.50257 | 0.50257 | 35.7544 | 0 | 0 | 0 | 0.17969 | 0.52903 | 0.50257 | 0 | 0 | 3.503 | 6.0061 | 0 | 0.34933 | -0.34933 | 16.299 | 70.8087 | 0 | 0.43546 | 0.43546 | 0.051879 | 0.43546 | 0 | 0.55283 | 0.14375 | 0 | 6.1858
2025-09-06 18:00 | 6.9028e-05 | 0 | 100.8889 | 90 | 0 | 0 | 0.69371 | 0.69371 | 0.69371 | 0 | 0 | 1.1102e-16 | 0 | 0 | 0.73022 | 0.69371 | 0 | 0 | 3.8282 | 6.0061 | 0 | 0.73022 | -0.73022 | 15.4826 | 67.262 | 0 | 0.60107 | 0.60107 | 0.071609 | 0.60107 | 0 | 0.76308 | 0 | 0 | 6.0061
2025-09-06 19:00 | 0 | 0 | 109.4892 | 90 | 0 | 0 | 0.86486 | 0.86486 | 0.86486 | 0 | 0 | 1.1102e-16 | 0 | 0 | 0.91038 | 0.86486 | 0 | 0 | 4.4344 | 5.6128 | 0 | 0.91038 | -0.91038 | 14.4648 | 62.8401 | 0 | 0.74936 | 0.74936 | 0.089276 | 0.74936 | 0 | 0.95134 | 0 | 0 | 5.6128
2025-09-06 20:00 | 0 | 0 | 119.7447 | 90 | 0 | 0 | 0.69165 | 0.69165 | 0.69165 | 0 | 0 | 0 | 0 | 0 | 0.72805 | 0.69165 | 0 | 0 | 5.117 | 4.7024 | 0 | 0.72805 | -0.72805 | 13.6508 | 59.3039 | 0 | 0.59928 | 0.59928 | 0.071396 | 0.59928 | 0 | 0.76082 | 0 | 0 | 4.7024
2025-09-06 21:00 | 0 | 0 | 132.9242 | 90 | 0 | 0 | 0.79742 | 0.79742 | 0.79742 | 0 | 0 | 0 | 0 | 0 | 0.83939 | 0.79742 | 0 | 0 | 5.143 | 3.9743 | 0 | 0.83939 | -0.83939 | 12.7123 | 55.2268 | 0 | 0.69092 | 0.69092 | 0.082314 | 0.69092 | 0 | 0.87716 | 0 | 0 | 3.9743
2025-09-06 22:00 | 0 | 0 | 150.5354 | 90 | 0 | 0 | 0.78657 | 0.78657 | 0.78657 | 0 | 0 | 1.1102e-16 | 0 | 0 | 0.82797 | 0.78657 | 0 | 0 | 5.143 | 3.1349 | 0 | 0.82797 | -0.82797 | 11.7866 | 51.2053 | 0 | 0.68153 | 0.68153 | 0.081195 | 0.68153 | 0 | 0.86523 | 0 | 0 | 3.1349
2025-09-06 23:00 | 0 | 0 | 172.9575 | 90 | 0 | 0 | 0.79698 | 0.79698 | 0.79698 | 0 | 0 | 1.1102e-16 | 0 | 0 | 0.83893 | 0.79698 | 0 | 0 | 5.143 | 2.307 | 0 | 0.83893 | -0.83893 | 10.8487 | 47.1305 | 0 | 0.69055 | 0.69055 | 0.082269 | 0.69055 | 0 | 0.87668 | 0 | 0 | 2.307
2025-09-07 | 0 | 0 | -162.79 | 90 | 0 | 0 | 0.39805 | 0.39805 | 0.39805 | 0 | 0 | 5.5511e-17 | 0 | 0 | 0.419 | 0.39805 | 0 | 0 | 5.143 | 1.468 | 0 | 0.419 | -0.419 | 10.3802 | 45.0954 | 0 | 0.34496 | 0.34496 | 0.041097 | 0.34496 | 0 | 0.43785 | 0 | 0 | 1.468
2025-09-07 01:00 | 0 | 0 | -142.1353 | 90 | 0 | 0 | 0.19977 | 0.19977 | 0.19977 | 0 | 0 | 2.7756e-17 | 0 | 0 | 0.21029 | 0.19977 | 0 | 0 | 5.143 | 1.049 | 0 | 0.21029 | -0.21029 | 10.1451 | 44.074 | 0 | 0.17313 | 0.17313 | 0.020626 | 0.17313 | 0 | 0.21975 | 0 | 0 | 1.049
2025-09-07 02:00 | 0 | 0 | -126.535 | 90 | 0 | 0 | 0.39742 | 0.39742 | 0.39742 | 0 | 0 | 5.5511e-17 | 0 | 0 | 0.41833 | 0.39742 | 0 | 0 | 5.143 | 0.83876 | 0 | 0.41833 | -0.41833 | 9.6774 | 42.0421 | 0 | 0.34441 | 0.34441 | 0.041032 | 0.34441 | 0 | 0.43716 | 0 | 0 | 0.83876
2025-09-07 03:00 | 0 | 0 | -114.776 | 90 | 0 | 0 | 0.34093 | 0.34093 | 0.34093 | 0 | 0 | 0 | 0 | 0 | 0.35887 | 0.34093 | 0 | 0 | 5.143 | 0.42042 | 0 | 0.35887 | -0.35887 | 9.2762 | 40.299 | 0 | 0.29546 | 0.29546 | 0.0352 | 0.29546 | 0 | 0.37502 | 0 | 0 | 0.42042
2025-09-07 04:00 | 0 | 0 | -105.36 | 90 | 0 | 0 | 0.28273 | 0.058475 | 0.058475 | 0 | 0 | 0.22426 | 0.25253 | 0 | 0.061553 | 0.058475 | 0 | 0 | 5.143 | 0.061553 | 0 | 0.061553 | -0.061553 | 9.2074 | 40 | 0 | 0.24502 | 0.24502 | 0.029191 | 0.24502 | 0 | 0.31101 | 0 | 0 | 0.061553
2025-09-07 05:00 | 0.016232 | 0 | -97.167 | 90 | 0 | 0 | 0.41954 | 0 | 0 | 0 | 0 | 0.41954 | 0.46149 | 0 | 0 | 0 | 0 | 0 | 5.143 | 0 | 0 | 0 | 0 | 9.2074 | 40 | 0 | 0.36358 | 0.36358 | 0.043316 | 0.36358 | 0 | 0.46149 | 0 | 0 | 0
2025-09-07 06:00 | 0.19128 | 12.1627 | -89.3484 | 79.3231 | 0.17283 | 0.54962 | 0.32874 | 0.32874 | 0.32874 | 167.1887 | 0 | 0 | 0.25719 | 0.54962 | 0.34604 | 0.32874 | 0 | 0 | 5.143 | 0 | 0.20358 | 0 | 0.20358 | 9.3894 | 40.791 | 0 | 0.2849 | 0.2849 | 0.033941 | 0.2849 | 0 | 0.36162 | 0.4397 | 0 | 0.54962
2025-09-07 07:00 | 0.36844 | 24.8846 | -81.0983 | 64.4086 | 0.37782 | 1.2015 | 0.32443 | 0.32443 | 0.32443 | 370.3578 | 0 | 0 | 0 | 1.2015 | 0.3415 | 0.32443 | 0 | 0 | 5.143 | 0.16286 | 0.86004 | 0 | 0.86004 | 10.1587 | 44.1329 | 0 | 0.28116 | 0.28116 | 0.033496 | 0.28116 | 0 | 0.35687 | 0.96123 | 0 | 1.3644
2025-09-07 08:00 | 0.62672 | 37.2882 | -71.3664 | 49.5192 | 0.67594 | 2.1496 | 0.27558 | 0.27558 | 0.27558 | 780.0311 | 0 | 0 | 0 | 2.1496 | 0.29008 | 0.27558 | 0 | 0 | 5.143 | 0.85089 | 1.8595 | 0 | 1.8595 | 11.8219 | 51.3584 | 0 | 0.23882 | 0.23882 | 0.028453 | 0.23882 | 0 | 0.30314 | 1.7197 | 0 | 3.0005
2025-09-07 09:00 | 0.78385 | 48.8661 | -58.3829 | 34.6949 | 0.86035 | 2.7361 | 0.22633 | 0.22633 | 0.22633 | 1208.911 | 0 | 0 | 0 | 2.7361 | 0.23824 | 0.22633 | 0 | 0 | 5.143 | 2.3385 | 2.4978 | 0 | 2.4978 | 14.056 | 61.0643 | 0 | 0.19614 | 0.19614 | 0.023367 | 0.19614 | 0 | 0.24896 | 2.1889 | 0 | 5.0746
2025-09-07 10:00 | 0.99898 | 58.5176 | -38.949 | 20.0882 | 1.1079 | 3.5232 | 0.3972 | 0.3972 | 0.3972 | 887.0226 | 0 | 0 | 0 | 3.5232 | 0.4181 | 0.3972 | 0 | 0 | 4.2253 | 4.3368 | 3.1051 | 0 | 3.1051 | 16.8333 | 73.1299 | 0 | 0.34422 | 0.34422 | 0.041009 | 0.34422 | 0 | 0.43692 | 2.8186 | 0 | 7.86
2025-09-07 11:00 | 1.0336 | 63.8852 | -9.6825 | 7.192 | 1.1496 | 3.6559 | 0.27536 | 0.27536 | 0.27536 | 1327.683 | 0.93833 | 0 | 0 | 3.6559 | 0.28985 | 0.27536 | 0 | 0 | 2.4277 | 6.0061 | 2.4277 | 0 | 2.4277 | 19.0047 | 82.5632 | 0 | 0.23863 | 0.23863 | 0.02843 | 0.23863 | 0 | 0.30289 | 2.9247 | 0 | 9.662
2025-09-07 12:00 | 0.96555 | 62.3057 | 23.4938 | 12.1807 | 1.072 | 3.4091 | 0.60024 | 0.60024 | 0.60024 | 567.9672 | 1.5198 | 0 | 0 | 3.4091 | 0.63183 | 0.60024 | 0 | 0 | 1.2575 | 6.0061 | 1.2575 | 0 | 1.2575 | 20.1294 | 87.4494 | 0 | 0.52008 | 0.52008 | 0.06196 | 0.52008 | 0 | 0.66026 | 2.7273 | 0 | 9.4153
2025-09-07 13:00 | 0.81457 | 54.7091 | 48.3895 | 26.3335 | 0.89692 | 2.8523 | 0.31351 | 0.31351 | 0.31351 | 909.7983 | 1.6172 | 0 | 0 | 2.8523 | 0.33002 | 0.31351 | 0 | 0 | 0.9051 | 6.0061 | 0.9051 | 0 | 0.9051 | 20.939 | 90.9663 | 0 | 0.27165 | 0.27165 | 0.032363 | 0.27165 | 0 | 0.34487 | 2.2819 | 0 | 8.8585
2025-09-07 14:00 | 0.75214 | 44.027 | 64.5421 | 41.0714 | 0.82128 | 2.6118 | 0.5321 | 0.5321 | 0.5321 | 490.8537 | 1.4002 | 0 | 0 | 2.6118 | 0.5601 | 0.5321 | 0 | 0 | 0.65147 | 6.0061 | 0.65147 | 0 | 0.65147 | 21.5217 | 93.4977 | 0 | 0.46104 | 0.46104 | 0.054926 | 0.46104 | 0 | 0.5853 | 2.0894 | 0 | 8.618
2025-09-07 15:00 | 0.50885 | 32.0059 | 75.8318 | 55.9319 | 0.53958 | 1.716 | 0.59042 | 0.59042 | 0.59042 | 290.6368 | 0.62556 | 0 | 0 | 1.716 | 0.62149 | 0.59042 | 0 | 0 | 0.46892 | 6.0061 | 0.46892 | 0 | 0.46892 | 21.9411 | 95.3198 | 0 | 0.51157 | 0.51157 | 0.060946 | 0.51157 | 0 | 0.64946 | 1.3728 | 0 | 7.7221
2025-09-07 16:00 | 0.24537 | 19.4207 | 84.7646 | 70.835 | 0.24092 | 0.76618 | 0.68646 | 0.68646 | 0.68646 | 111.6119 | 0 | 0 | 0 | 0.76618 | 0.72259 | 0.68646 | 0 | 0 | 0.33752 | 6.0061 | 0.043582 | 0 | 0.043582 | 21.9801 | 95.4891 | 0 | 0.59479 | 0.59479 | 0.070861 | 0.59479 | 0 | 0.75511 | 0.61294 | 0 | 6.7723
2025-09-07 17:00 | 0.091629 | 6.6579 | 92.7221 | 85.7546 | 0.068762 | 0.21867 | 0.69382 | 0.69382 | 0.69382 | 31.5176 | 0 | 1.1102e-16 | 0 | 0.21867 | 0.73033 | 0.69382 | 0 | 0 | 0.45386 | 6.0061 | 0 | 0.51166 | -0.51166 | 21.408 | 93.004 | 0 | 0.60116 | 0.60116 | 0.07162 | 0.60116 | 0 | 0.7632 | 0.17494 | 0 | 6.2248
2025-09-07 18:00 | 3.8002e-06 | 0 | 100.6064 | 90 | 0 | 0 | 0.62344 | 0.62344 | 0.62344 | 0 | 0 | 1.1102e-16 | 0 | 0 | 0.65626 | 0.62344 | 0 | 0 | 0.98275 | 6.0061 | 0 | 0.65626 | -0.65626 | 20.6743 | 89.8164 | 0 | 0.54019 | 0.54019 | 0.064356 | 0.54019 | 0 | 0.68579 | 0 | 0 | 6.0061
2025-09-07 19:00 | 0 | 0 | 109.2115 | 90 | 0 | 0 | 0.53244 | 0.53244 | 0.53244 | 0 | 0 | 1.1102e-16 | 0 | 0 | 0.56047 | 0.53244 | 0 | 0 | 1.523 | 6.0061 | 0 | 0.56047 | -0.56047 | 20.0477 | 87.0942 | 0 | 0.46134 | 0.46134 | 0.054962 | 0.46134 | 0 | 0.58569 | 0 | 0 | 6.0061
2025-09-07 20:00 | 0 | 0 | 119.477 | 90 | 0 | 0 | 0.56268 | 0.56268 | 0.56268 | 0 | 0 | 0 | 0 | 0 | 0.59229 | 0.56268 | 0 | 0 | 1.9032 | 6.0061 | 0 | 0.59229 | -0.59229 | 19.3855 | 84.2173 | 0 | 0.48753 | 0.48753 | 0.058083 | 0.48753 | 0 | 0.61894 | 0 | 0 | 6.0061
2025-09-07 21:00 | 0 | 0 | 132.6925 | 90 | 0 | 0 | 0.52676 | 0.52676 | 0.52676 | 0 | 0 | 0 | 0 | 0 | 0.55449 | 0.52676 | 0 | 0 | 2.2944 | 6.0061 | 0 | 0.55449 | -0.55449 | 18.7656 | 81.5241 | 0 | 0.45642 | 0.45642 | 0.054376 | 0.45642 | 0 | 0.57944 | 0 | 0 | 6.0061
2025-09-07 22:00 | 0 | 0 | 150.4074 | 90 | 0 | 0 | 0.52121 | 0.52121 | 0.52121 | 0 | 0 | 1.1102e-16 | 0 | 0 | 0.54864 | 0.52121 | 0 | 0 | 2.639 | 6.0061 | 0 | 0.54864 | -0.54864 | 18.1521 | 78.8593 | 0 | 0.4516 | 0.4516 | 0.053802 | 0.4516 | 0 | 0.57333 | 0 | 0 | 6.0061
2025-09-07 23:00 | 0 | 0 | 173.033 | 90 | 0 | 0 | 0.67964 | 0.67964 | 0.67964 | 0 | 0 | 0 | 0 | 0 | 0.71541 | 0.67964 | 0 | 0 | 2.9787 | 6.0061 | 0 | 0.71541 | -0.71541 | 17.3523 | 75.3845 | 0 | 0.58887 | 0.58887 | 0.070156 | 0.58887 | 0 | 0.7476 | 0 | 0 | 6.0061
2025-09-08 | 0 | 0 | -162.4921 | 90 | 0 | 0 | 0.29667 | 0.29667 | 0.29667 | 0 | 0 | 0 | 0 | 0 | 0.31229 | 0.29667 | 0 | 0 | 3.4691 | 6.0061 | 0 | 0.31229 | -0.31229 | 17.0032 | 73.8676 | 0 | 0.25711 | 0.25711 | 0.030631 | 0.25711 | 0 | 0.32634 | 0 | 0 | 6.0061
2025-09-08 01:00 | 0 | 0 | -141.7334 | 90 | 0 | 0 | 0.40811 | 0.40811 | 0.40811 | 0 | 0 | 5.5511e-17 | 0 | 0 | 0.42959 | 0.40811 | 0 | 0 | 3.5725 | 6.0061 | 0 | 0.42959 | -0.42959 | 16.5229 | 71.7811 | 0 | 0.35368 | 0.35368 | 0.042136 | 0.35368 | 0 | 0.44892 | 0 | 0 | 6.0061
2025-09-08 02:00 | 0 | 0 | -126.1204 | 90 | 0 | 0 | 0.26252 | 0.26252 | 0.26252 | 0 | 0 | 5.5511e-17 | 0 | 0 | 0.27634 | 0.26252 | 0 | 0 | 3.8324 | 6.0061 | 0 | 0.27634 | -0.27634 | 16.2139 | 70.4389 | 0 | 0.22751 | 0.22751 | 0.027104 | 0.22751 | 0 | 0.28877 | 0 | 0 | 6.0061
2025-09-08 03:00 | 0 | 0 | -114.3773 | 90 | 0 | 0 | 0.40857 | 0.40857 | 0.40857 | 0 | 0 | 5.5511e-17 | 0 | 0 | 0.43008 | 0.40857 | 0 | 0 | 3.959 | 6.0061 | 0 | 0.43008 | -0.43008 | 15.7331 | 68.3499 | 0 | 0.35408 | 0.35408 | 0.042184 | 0.35408 | 0 | 0.44943 | 0 | 0 | 6.0061
2025-09-08 04:00 | 0 | 0 | -104.9761 | 90 | 0 | 0 | 0.53148 | 0.53148 | 0.53148 | 0 | 0 | 0 | 0 | 0 | 0.55945 | 0.53148 | 0 | 0 | 4.2491 | 5.8368 | 0 | 0.55945 | -0.55945 | 15.1076 | 65.6326 | 0 | 0.46059 | 0.46059 | 0.054873 | 0.46059 | 0 | 0.58462 | 0 | 0 | 5.8368
2025-09-08 05:00 | 0.013813 | 0 | -96.7872 | 90 | 0 | 0 | 0.35083 | 0.35083 | 0.35083 | 0 | 0 | 0 | 0 | 0 | 0.3693 | 0.35083 | 0 | 0 | 4.6427 | 5.2773 | 0 | 0.3693 | -0.3693 | 14.6947 | 63.8389 | 0 | 0.30404 | 0.30404 | 0.036222 | 0.30404 | 0 | 0.38591 | 0 | 0 | 5.2773
2025-09-08 06:00 | 0.15327 | 12.0357 | -88.9584 | 79.2271 | 0.14242 | 0.45292 | 0.35653 | 0.35653 | 0.35653 | 127.0335 | 0 | 0 | 0 | 0.45292 | 0.3753 | 0.35653 | 0 | 0 | 4.8402 | 4.908 | 0.077618 | 0 | 0.077618 | 14.7641 | 64.1405 | 0 | 0.30898 | 0.30898 | 0.036811 | 0.30898 | 0 | 0.39219 | 0.36233 | 0 | 5.3609
2025-09-08 07:00 | 0.32003 | 24.7499 | -80.6811 | 64.3016 | 0.32485 | 1.0331 | 0.29281 | 0.29281 | 0.29281 | 352.8215 | 0 | 0 | 0 | 1.0331 | 0.30822 | 0.29281 | 0 | 0 | 4.669 | 4.9701 | 0.72487 | 0 | 0.72487 | 15.4125 | 66.9571 | 0 | 0.25376 | 0.25376 | 0.030232 | 0.25376 | 0 | 0.32209 | 0.82647 | 0 | 6.0032
2025-09-08 08:00 | 0.48139 | 37.13 | -70.9025 | 49.3979 | 0.50565 | 1.6081 | 0.37964 | 0.37964 | 0.37964 | 423.578 | 0 | 0 | 0 | 1.6081 | 0.39962 | 0.37964 | 0 | 0 | 4.1079 | 5.55 | 1.2084 | 0 | 1.2084 | 16.4933 | 71.6528 | 0 | 0.329 | 0.329 | 0.039196 | 0.329 | 0 | 0.4176 | 1.2864 | 0 | 7.1581
2025-09-08 09:00 | 0.731 | 48.6612 | -57.8583 | 34.5514 | 0.80256 | 2.5523 | 0.42137 | 0.42137 | 0.42137 | 605.7075 | 0 | 0 | 0 | 2.5523 | 0.44355 | 0.42137 | 0 | 0 | 3.3124 | 6.0061 | 2.1087 | 0 | 2.1087 | 18.3794 | 79.8466 | 0 | 0.36517 | 0.36517 | 0.043505 | 0.36517 | 0 | 0.46351 | 2.0418 | 0 | 8.5584
2025-09-08 10:00 | 0.92814 | 58.2338 | -38.4063 | 19.8972 | 1.0322 | 3.2827 | 0.31664 | 0.31664 | 0.31664 | 1036.731 | 0.96959 | 0 | 0 | 3.2827 | 0.33331 | 0.31664 | 0 | 0 | 1.9798 | 6.0061 | 1.9798 | 0 | 1.9798 | 20.1502 | 87.5396 | 0 | 0.27441 | 0.27441 | 0.032692 | 0.27441 | 0 | 0.3483 | 2.6262 | 0 | 9.2889
2025-09-08 11:00 | 0.89908 | 63.5097 | -9.3593 | 6.826 | 0.99987 | 3.1797 | 0.43855 | 0.43855 | 0.43855 | 725.0539 | 1.8195 | 0 | 0 | 3.1797 | 0.46164 | 0.43855 | 0 | 0 | 0.89859 | 6.0061 | 0.89859 | 0 | 0.89859 | 20.9539 | 91.0313 | 0 | 0.38006 | 0.38006 | 0.045279 | 0.38006 | 0 | 0.48241 | 2.5438 | 0 | 9.1859
2025-09-08 12:00 | 1.0214 | 61.907 | 23.3867 | 12.0809 | 1.1394 | 3.6236 | 0.77332 | 0.77332 | 0.77332 | 468.5805 | 2.1628 | 0 | 0 | 3.6236 | 0.81402 | 0.77332 | 0 | 0 | 0.64679 | 6.0061 | 0.64679 | 0 | 0.64679 | 21.5325 | 93.5445 | 0 | 0.67005 | 0.67005 | 0.079827 | 0.67005 | 0 | 0.85066 | 2.8989 | 0 | 9.6298
2025-09-08 13:00 | 0.94861 | 54.3507 | 48.0759 | 26.3428 | 1.0533 | 3.3498 | 0.9784 | 0.9784 | 0.9784 | 342.3788 | 1.8544 | 0 | 0 | 3.3498 | 1.0299 | 0.9784 | 0 | 0 | 0.46554 | 6.0061 | 0.46554 | 0 | 0.46554 | 21.9488 | 95.3535 | 0 | 0.84773 | 0.84773 | 0.101 | 0.84773 | 0 | 1.0762 | 2.6799 | 0 | 9.356
2025-09-08 14:00 | 0.79564 | 43.7093 | 64.2008 | 41.1155 | 0.87378 | 2.7788 | 0.83692 | 0.83692 | 0.83692 | 332.0209 | 1.5627 | 0 | 0 | 2.7788 | 0.88097 | 0.83692 | 0 | 0 | 0.33509 | 6.0061 | 0.33509 | 0 | 0.33509 | 22.2486 | 96.6555 | 0 | 0.72516 | 0.72516 | 0.086392 | 0.72516 | 0 | 0.92062 | 2.223 | 0 | 8.7849
2025-09-08 15:00 | 0.61309 | 31.7133 | 75.5074 | 55.9944 | 0.65801 | 2.0926 | 0.72424 | 0.72424 | 0.72424 | 288.9347 | 1.089 | 0 | 0 | 2.0926 | 0.76236 | 0.72424 | 0 | 0 | 0.24119 | 6.0061 | 0.24119 | 0 | 0.24119 | 22.4643 | 97.5927 | 0 | 0.62752 | 0.62752 | 0.074761 | 0.62752 | 0 | 0.79667 | 1.6741 | 0 | 8.0987
2025-09-08 16:00 | 0.33346 | 19.1399 | 84.4599 | 70.9103 | 0.33634 | 1.0696 | 0.58569 | 0.58569 | 0.58569 | 182.6255 | 0.2795 | 0 | 0 | 1.0696 | 0.61651 | 0.58569 | 0 | 0 | 0.1736 | 6.0061 | 0.1736 | 0 | 0.1736 | 22.6196 | 98.2673 | 0 | 0.50747 | 0.50747 | 0.060458 | 0.50747 | 0 | 0.64425 | 0.85569 | 0 | 7.0758
2025-09-08 17:00 | 0.093032 | 6.3787 | 92.4311 | 85.8404 | 0.06866 | 0.21835 | 0.7708 | 0.7708 | 0.7708 | 28.3279 | 0 | 1.1102e-16 | 0 | 0.21835 | 0.81137 | 0.7708 | 0 | 0 | 0.12496 | 6.0061 | 0 | 0.59302 | -0.59302 | 21.9565 | 95.3869 | 0 | 0.66786 | 0.66786 | 0.079566 | 0.66786 | 0 | 0.84788 | 0.17468 | 0 | 6.2245
2025-09-08 18:00 | 0 | 0 | 100.3227 | 90 | 0 | 0 | 0.49996 | 0.49996 | 0.49996 | 0 | 0 | 5.5511e-17 | 0 | 0 | 0.52628 | 0.49996 | 0 | 0 | 0.71153 | 6.0061 | 0 | 0.52628 | -0.52628 | 21.3681 | 92.8307 | 0 | 0.43319 | 0.43319 | 0.051609 | 0.43319 | 0 | 0.54996 | 0 | 0 | 6.0061
2025-09-08 19:00 | 0 | 0 | 108.9321 | 90 | 0 | 0 | 0.28575 | 0.28575 | 0.28575 | 0 | 0 | 5.5511e-17 | 0 | 0 | 0.30079 | 0.28575 | 0 | 0 | 1.1159 | 6.0061 | 0 | 0.30079 | -0.30079 | 21.0319 | 91.3698 | 0 | 0.24759 | 0.24759 | 0.029497 | 0.24759 | 0 | 0.31432 | 0 | 0 | 6.0061
2025-09-08 20:00 | 0 | 0 | 119.2071 | 90 | 0 | 0 | 0.45865 | 0.45865 | 0.45865 | 0 | 0 | 5.5511e-17 | 0 | 0 | 0.48278 | 0.45865 | 0 | 0 | 1.2749 | 6.0061 | 0 | 0.48278 | -0.48278 | 20.4921 | 89.0248 | 0 | 0.39739 | 0.39739 | 0.047344 | 0.39739 | 0 | 0.50451 | 0 | 0 | 6.0061
2025-09-08 21:00 | 0 | 0 | 132.458 | 90 | 0 | 0 | 0.75171 | 0.75171 | 0.75171 | 0 | 0 | 0 | 0 | 0 | 0.79127 | 0.75171 | 0 | 0 | 1.613 | 6.0061 | 0 | 0.79127 | -0.79127 | 19.6074 | 85.1815 | 0 | 0.65132 | 0.65132 | 0.077596 | 0.65132 | 0 | 0.82688 | 0 | 0 | 6.0061
2025-09-08 22:00 | 0 | 0 | 150.278 | 90 | 0 | 0 | 1.0305 | 1.0305 | 1.0305 | 0 | 0 | 2.2204e-16 | 0 | 0 | 1.0847 | 1.0305 | 0 | 0 | 2.2067 | 6.0061 | 0 | 1.0847 | -1.0847 | 18.3947 | 79.913 | 0 | 0.89284 | 0.89284 | 0.10637 | 0.89284 | 0 | 1.1335 | 0 | 0 | 6.0061
2025-09-08 23:00 | 0 | 0 | 173.1116 | 90 | 0 | 0 | 0.73513 | 0.73513 | 0.73513 | 0 | 0 | 0 | 0 | 0 | 0.77382 | 0.73513 | 0 | 0 | 3.0067 | 6.0061 | 0 | 0.77382 | -0.77382 | 17.5295 | 76.1545 | 0 | 0.63696 | 0.63696 | 0.075885 | 0.63696 | 0 | 0.80864 | 0 | 0 | 6.0061
2025-09-09 | 0 | 0 | -162.1872 | 90 | 0 | 0 | 0.30843 | 0.30843 | 0.30843 | 0 | 0 | 0 | 0 | 0 | 0.32467 | 0.30843 | 0 | 0 | 3.4577 | 6.0061 | 0 | 0.32467 | -0.32467 | 17.1666 | 74.5775 | 0 | 0.26729 | 0.26729 | 0.031844 | 0.26729 | 0 | 0.33927 | 0 | 0 | 6.0061
2025-09-09 01:00 | 0 | 0 | -141.3248 | 90 | 0 | 0 | 0.26938 | 0.26938 | 0.26938 | 0 | 0 | 5.5511e-17 | 0 | 0 | 0.28356 | 0.26938 | 0 | 0 | 3.5231 | 6.0061 | 0 | 0.28356 | -0.28356 | 16.8495 | 73.2003 | 0 | 0.23345 | 0.23345 | 0.027812 | 0.23345 | 0 | 0.29632 | 0 | 0 | 6.0061
2025-09-09 02:00 | 0 | 0 | -125.7011 | 90 | 0 | 0 | 0.31353 | 0.31353 | 0.31353 | 0 | 0 | 0 | 0 | 0 | 0.33003 | 0.31353 | 0 | 0 | 3.6286 | 6.0061 | 0 | 0.33003 | -0.33003 | 16.4806 | 71.5973 | 0 | 0.27171 | 0.27171 | 0.032371 | 0.27171 | 0 | 0.34488 | 0 | 0 | 6.0061
2025-09-09 03:00 | 0 | 0 | -113.9754 | 90 | 0 | 0 | 0.30072 | 0.30072 | 0.30072 | 0 | 0 | 5.5511e-17 | 0 | 0 | 0.31655 | 0.30072 | 0 | 0 | 3.8157 | 6.0061 | 0 | 0.31655 | -0.31655 | 16.1266 | 70.0598 | 0 | 0.26061 | 0.26061 | 0.031048 | 0.26061 | 0 | 0.33079 | 0 | 0 | 6.0061
2025-09-09 04:00 | 0 | 0 | -104.5898 | 90 | 0 | 0 | 0.30326 | 0.30326 | 0.30326 | 0 | 0 | 5.5511e-17 | 0 | 0 | 0.31922 | 0.30326 | 0 | 0 | 4.0011 | 6.0061 | 0 | 0.31922 | -0.31922 | 15.7697 | 68.5093 | 0 | 0.26281 | 0.26281 | 0.03131 | 0.26281 | 0 | 0.33359 | 0 | 0 | 6.0061
2025-09-09 05:00 | 0.017009 | 0 | -96.4055 | 90 | 0 | 0 | 0.3322 | 0.3322 | 0.3322 | 0 | 0 | 0 | 0 | 0 | 0.34969 | 0.3322 | 0 | 0 | 4.1954 | 5.8696 | 0 | 0.34969 | -0.34969 | 15.3788 | 66.8108 | 0 | 0.2879 | 0.2879 | 0.034299 | 0.2879 | 0 | 0.36542 | 0 | 0 | 5.8696
2025-09-09 06:00 | 0.1275 | 11.9083 | -88.5669 | 79.1307 | 0.12023 | 0.38234 | 0.23747 | 0.23747 | 0.23747 | 161.0043 | 0 | 0 | 0 | 0.38234 | 0.24997 | 0.23747 | 0 | 0 | 4.4195 | 5.5199 | 0.13237 | 0 | 0.13237 | 15.4972 | 67.3251 | 0 | 0.2058 | 0.2058 | 0.024518 | 0.2058 | 0 | 0.26122 | 0.30587 | 0 | 5.9022
2025-09-09 07:00 | 0.21545 | 24.6141 | -80.2627 | 64.1947 | 0.20865 | 0.66353 | 0.26217 | 0.26217 | 0.26217 | 253.0877 | 0 | 0 | 0 | 0.66353 | 0.27597 | 0.26217 | 0 | 0 | 4.2314 | 5.6258 | 0.38756 | 0 | 0.38756 | 15.8438 | 68.8311 | 0 | 0.22721 | 0.22721 | 0.027069 | 0.22721 | 0 | 0.28839 | 0.53082 | 0 | 6.2893
2025-09-09 08:00 | 0.59789 | 36.9699 | -70.4381 | 49.2777 | 0.65082 | 2.0697 | 0.41208 | 0.41208 | 0.41208 | 502.2653 | 0 | 0 | 0 | 2.0697 | 0.43376 | 0.41208 | 0 | 0 | 3.9289 | 5.9358 | 1.636 | 0 | 1.636 | 17.3071 | 75.1879 | 0 | 0.35712 | 0.35712 | 0.042545 | 0.35712 | 0 | 0.45328 | 1.6558 | 0 | 8.0055
2025-09-09 09:00 | 0.6016 | 48.4537 | -57.3352 | 34.4104 | 0.64301 | 2.0449 | 0.30018 | 0.30018 | 0.30018 | 681.2101 | 0 | 0 | 0 | 2.0449 | 0.31598 | 0.30018 | 0 | 0 | 2.7922 | 6.0061 | 1.7289 | 0 | 1.7289 | 18.8534 | 81.9059 | 0 | 0.26015 | 0.26015 | 0.030993 | 0.26015 | 0 | 0.3302 | 1.6359 | 0 | 8.051
2025-09-09 10:00 | 0.82709 | 57.9469 | -37.869 | 19.7109 | 0.91856 | 2.9212 | 0.23047 | 0.23047 | 0.23047 | 1267.513 | 0.90868 | 0 | 0 | 2.9212 | 0.2426 | 0.23047 | 0 | 0 | 1.7699 | 6.0061 | 1.7699 | 0 | 1.7699 | 20.4365 | 88.7832 | 0 | 0.19973 | 0.19973 | 0.023795 | 0.19973 | 0 | 0.25351 | 2.337 | 0 | 8.9273
2025-09-09 11:00 | 0.94841 | 63.132 | -9.0416 | 6.4623 | 1.0614 | 3.3756 | 0.35167 | 0.35167 | 0.35167 | 959.8754 | 2.1965 | 0 | 0 | 3.3756 | 0.37017 | 0.35167 | 0 | 0 | 0.80891 | 6.0061 | 0.80891 | 0 | 0.80891 | 21.16 | 91.9264 | 0 | 0.30476 | 0.30476 | 0.036308 | 0.30476 | 0 | 0.38683 | 2.7004 | 0 | 9.3817
2025-09-09 12:00 | 0.7797 | 61.5063 | 23.2834 | 11.9937 | 0.85623 | 2.723 | 0.72606 | 0.72606 | 0.72606 | 375.0309 | 1.3764 | 0 | 0 | 2.723 | 0.76427 | 0.72606 | 0 | 0 | 0.58223 | 6.0061 | 0.58223 | 0 | 0.58223 | 21.6808 | 94.1888 | 0 | 0.6291 | 0.6291 | 0.074948 | 0.6291 | 0 | 0.79867 | 2.1784 | 0 | 8.7291
2025-09-09 13:00 | 0.66775 | 53.9897 | 47.7674 | 26.3585 | 0.72035 | 2.2908 | 0.72748 | 0.72748 | 0.72748 | 314.9008 | 1.106 | 0 | 0 | 2.2908 | 0.76577 | 0.72748 | 0 | 0 | 0.41908 | 6.0061 | 0.41908 | 0 | 0.41908 | 22.0556 | 95.8172 | 0 | 0.63033 | 0.63033 | 0.075095 | 0.63033 | 0 | 0.80023 | 1.8327 | 0 | 8.297
2025-09-09 14:00 | 0.32673 | 43.3887 | 63.8623 | 41.1636 | 0.31637 | 1.0061 | 0.74681 | 0.74681 | 0.74681 | 134.7191 | 0 | 0 | 0 | 1.0061 | 0.78612 | 0.74681 | 0 | 0 | 0.30164 | 6.0061 | 0.21998 | 0 | 0.21998 | 22.2523 | 96.672 | 0 | 0.64708 | 0.64708 | 0.07709 | 0.64708 | 0 | 0.82149 | 0.80488 | 0 | 7.0122
2025-09-09 15:00 | 0.35342 | 31.4181 | 75.1843 | 56.0597 | 0.35838 | 1.1397 | 0.61055 | 0.61055 | 0.61055 | 186.6695 | 0.22131 | 0 | 0 | 1.1397 | 0.64268 | 0.61055 | 0 | 0 | 0.27572 | 6.0061 | 0.27572 | 0 | 0.27572 | 22.499 | 97.7434 | 0 | 0.52901 | 0.52901 | 0.063024 | 0.52901 | 0 | 0.6716 | 0.91176 | 0 | 7.1459
2025-09-09 16:00 | 0.19911 | 18.8569 | 84.1554 | 70.9875 | 0.19421 | 0.61761 | 0.50703 | 0.50703 | 0.50703 | 121.8084 | 0 | 0 | 0 | 0.61761 | 0.53372 | 0.50703 | 0 | 0 | 0.16274 | 6.0061 | 0.083889 | 0 | 0.083889 | 22.574 | 98.0693 | 0 | 0.43932 | 0.43932 | 0.052339 | 0.43932 | 0 | 0.55773 | 0.49409 | 0 | 6.6238
2025-09-09 17:00 | 0.051904 | 6.0977 | 92.1396 | 85.9274 | 0.047171 | 0.15001 | 0.83095 | 0.83095 | 0.83095 | 18.0528 | 0 | 1.1102e-16 | 0 | 0.15001 | 0.87469 | 0.83095 | 0 | 0 | 0.17372 | 6.0061 | 0 | 0.72468 | -0.72468 | 21.7638 | 94.5495 | 0 | 0.71998 | 0.71998 | 0.085776 | 0.71998 | 0 | 0.91405 | 0.12001 | 0 | 6.1562
2025-09-09 18:00 | 0 | 0 | 100.038 | 90 | 0 | 0 | 0.49432 | 0.49432 | 0.49432 | 0 | 0 | 5.5511e-17 | 0 | 0 | 0.52034 | 0.49432 | 0 | 0 | 0.86523 | 6.0061 | 0 | 0.52034 | -0.52034 | 21.182 | 92.0221 | 0 | 0.42831 | 0.42831 | 0.051027 | 0.42831 | 0 | 0.54376 | 0 | 0 | 6.0061
2025-09-09 19:00 | 0 | 0 | 108.651 | 90 | 0 | 0 | 0.71209 | 0.71209 | 0.71209 | 0 | 0 | 1.1102e-16 | 0 | 0 | 0.74957 | 0.71209 | 0 | 0 | 1.2382 | 6.0061 | 0 | 0.74957 | -0.74957 | 20.344 | 88.3813 | 0 | 0.61699 | 0.61699 | 0.073506 | 0.61699 | 0 | 0.7833 | 0 | 0 | 6.0061
2025-09-09 20:00 | 0 | 0 | 118.9347 | 90 | 0 | 0 | 0.78796 | 0.78796 | 0.78796 | 0 | 0 | 0 | 0 | 0 | 0.82944 | 0.78796 | 0 | 0 | 1.7892 | 6.0061 | 0 | 0.82944 | -0.82944 | 19.4166 | 84.3527 | 0 | 0.68273 | 0.68273 | 0.081338 | 0.68273 | 0 | 0.86676 | 0 | 0 | 6.0061
2025-09-09 21:00 | 0 | 0 | 132.2208 | 90 | 0 | 0 | 0.70295 | 0.70295 | 0.70295 | 0 | 0 | 1.1102e-16 | 0 | 0 | 0.73995 | 0.70295 | 0 | 0 | 2.3644 | 6.0061 | 0 | 0.73995 | -0.73995 | 18.5893 | 80.7586 | 0 | 0.60907 | 0.60907 | 0.072563 | 0.60907 | 0 | 0.77325 | 0 | 0 | 6.0061
2025-09-09 22:00 | 0 | 0 | 150.147 | 90 | 0 | 0 | 0.58321 | 0.58321 | 0.58321 | 0 | 0 | 1.1102e-16 | 0 | 0 | 0.61391 | 0.58321 | 0 | 0 | 2.8262 | 6.0061 | 0 | 0.61391 | -0.61391 | 17.903 | 77.7768 | 0 | 0.50533 | 0.50533 | 0.060203 | 0.50533 | 0 | 0.64154 | 0 | 0 | 6.0061
2025-09-09 23:00 | 0 | 0 | 173.193 | 90 | 0 | 0 | 0.6364 | 0.6364 | 0.6364 | 0 | 0 | 0 | 0 | 0 | 0.66989 | 0.6364 | 0 | 0 | 3.1743 | 6.0061 | 0 | 0.66989 | -0.66989 | 17.154 | 74.523 | 0 | 0.55141 | 0.55141 | 0.065693 | 0.55141 | 0 | 0.70004 | 0 | 0 | 6.0061
2025-09-10 | 0 | 0 | -161.8753 | 90 | 0 | 0 | 0.313 | 0.313 | 0.313 | 0 | 0 | 0 | 0 | 0 | 0.32947 | 0.313 | 0 | 0 | 3.5919 | 6.0061 | 0 | 0.32947 | -0.32947 | 16.7857 | 72.9227 | 0 | 0.27125 | 0.27125 | 0.032316 | 0.27125 | 0 | 0.3443 | 0 | 0 | 6.0061
2025-09-10 01:00 | 0 | 0 | -140.9098 | 90 | 0 | 0 | 0.22801 | 0.22801 | 0.22801 | 0 | 0 | 0 | 0 | 0 | 0.24001 | 0.22801 | 0 | 0 | 3.7038 | 6.0061 | 0 | 0.24001 | -0.24001 | 16.5173 | 71.757 | 0 | 0.1976 | 0.1976 | 0.023541 | 0.1976 | 0 | 0.25081 | 0 | 0 | 6.0061
2025-09-10 02:00 | 0 | 0 | -125.2773 | 90 | 0 | 0 | 0.30896 | 0.30896 | 0.30896 | 0 | 0 | 0 | 0 | 0 | 0.32522 | 0.30896 | 0 | 0 | 3.7879 | 6.0061 | 0 | 0.32522 | -0.32522 | 16.1537 | 70.1774 | 0 | 0.26775 | 0.26775 | 0.031899 | 0.26775 | 0 | 0.33985 | 0 | 0 | 6.0061
2025-09-10 03:00 | 0 | 0 | -113.5703 | 90 | 0 | 0 | 0.33125 | 0.33125 | 0.33125 | 0 | 0 | 0 | 0 | 0 | 0.34869 | 0.33125 | 0 | 0 | 3.9851 | 6.0061 | 0 | 0.34869 | -0.34869 | 15.7639 | 68.4837 | 0 | 0.28707 | 0.28707 | 0.034201 | 0.28707 | 0 | 0.36438 | 0 | 0 | 6.0061
2025-09-10 04:00 | 0 | 0 | -104.2012 | 90 | 0 | 0 | 0.3499 | 0.3499 | 0.3499 | 0 | 0 | 5.5511e-17 | 0 | 0 | 0.36831 | 0.3499 | 0 | 0 | 4.2064 | 5.8643 | 0 | 0.36831 | -0.36831 | 15.3521 | 66.6948 | 0 | 0.30323 | 0.30323 | 0.036126 | 0.30323 | 0 | 0.38489 | 0 | 0 | 5.8643
2025-09-10 05:00 | 0.014332 | 0 | -96.022 | 90 | 0 | 0 | 0.44453 | 0.44453 | 0.44453 | 0 | 0 | 0 | 0 | 0 | 0.46793 | 0.44453 | 0 | 0 | 4.4429 | 5.496 | 0 | 0.46793 | -0.46793 | 14.8289 | 64.422 | 0 | 0.38524 | 0.38524 | 0.045896 | 0.38524 | 0 | 0.48899 | 0 | 0 | 5.496
2025-09-10 06:00 | 0.19702 | 11.7804 | -88.1739 | 79.0337 | 0.18671 | 0.59378 | 0.3351 | 0.3351 | 0.3351 | 177.196 | 0 | 0 | 0 | 0.59378 | 0.35274 | 0.3351 | 0 | 0 | 4.7647 | 5.0281 | 0.24105 | 0 | 0.24105 | 15.0445 | 65.3586 | 0 | 0.29041 | 0.29041 | 0.034598 | 0.29041 | 0 | 0.36861 | 0.47503 | 0 | 5.6219
2025-09-10 07:00 | 0.43173 | 24.4771 | -79.8433 | 64.0881 | 0.45887 | 1.4593 | 0.44056 | 0.44056 | 0.44056 | 331.2295 | 0 | 0 | 0 | 1.4593 | 0.46375 | 0.44056 | 0 | 0 | 4.4767 | 5.2209 | 0.99552 | 0 | 0.99552 | 15.9349 | 69.2269 | 0 | 0.3818 | 0.3818 | 0.045486 | 0.3818 | 0 | 0.48462 | 1.1674 | 0 | 6.6802
2025-09-10 08:00 | 0.65303 | 36.8079 | -69.9736 | 49.1587 | 0.7173 | 2.2811 | 0.23294 | 0.23294 | 0.23294 | 979.3056 | 0 | 0 | 0 | 2.2811 | 0.24519 | 0.23294 | 0 | 0 | 3.7417 | 6.0061 | 2.036 | 0 | 2.036 | 17.7559 | 77.138 | 0 | 0.20187 | 0.20187 | 0.02405 | 0.20187 | 0 | 0.25623 | 1.8249 | 0 | 8.2873
2025-09-10 09:00 | 0.81239 | 48.2434 | -56.8138 | 34.2718 | 0.90484 | 2.8775 | 0.27341 | 0.27341 | 0.27341 | 1052.479 | 0.195 | 0 | 0 | 2.8775 | 0.2878 | 0.27341 | 0 | 0 | 2.3947 | 6.0061 | 2.3947 | 0 | 2.3947 | 19.8979 | 86.4433 | 0 | 0.23694 | 0.23694 | 0.028228 | 0.23694 | 0 | 0.30075 | 2.302 | 0 | 8.8837
2025-09-10 10:00 | 0.94453 | 57.657 | -37.3372 | 19.5296 | 1.0594 | 3.3692 | 0.3956 | 0.3956 | 0.3956 | 851.6656 | 1.9751 | 0 | 0 | 3.3692 | 0.41642 | 0.3956 | 0 | 0 | 0.97765 | 6.0061 | 0.97765 | 0 | 0.97765 | 20.7723 | 90.2422 | 0 | 0.34284 | 0.34284 | 0.040844 | 0.34284 | 0 | 0.43516 | 2.6953 | 0 | 9.3753
2025-09-10 11:00 | 0.93926 | 62.7524 | -8.7296 | 6.1018 | 1.0551 | 3.3553 | 0.455 | 0.455 | 0.455 | 737.4203 | 2.1726 | 0 | 0 | 3.3553 | 0.47895 | 0.455 | 0 | 0 | 0.70369 | 6.0061 | 0.70369 | 0 | 0.70369 | 21.4017 | 92.9765 | 0 | 0.39432 | 0.39432 | 0.046977 | 0.39432 | 0 | 0.5005 | 2.6842 | 0 | 9.3614
2025-09-10 12:00 | 0.90594 | 61.1038 | 23.1835 | 11.9198 | 1.0161 | 3.2314 | 0.24635 | 0.24635 | 0.24635 | 1311.745 | 2.4656 | 0 | 0 | 3.2314 | 0.25931 | 0.24635 | 0 | 0 | 0.5065 | 6.0061 | 0.5065 | 0 | 0.5065 | 21.8547 | 94.9446 | 0 | 0.21345 | 0.21345 | 0.025429 | 0.21345 | 0 | 0.27098 | 2.5852 | 0 | 9.2376
2025-09-10 13:00 | 0.77864 | 53.6261 | 47.464 | 26.3807 | 0.86527 | 2.7517 | 0.56545 | 0.56545 | 0.56545 | 486.635 | 1.7919 | 0 | 0 | 2.7517 | 0.59521 | 0.56545 | 0 | 0 | 0.36457 | 6.0061 | 0.36457 | 0 | 0.36457 | 22.1808 | 96.3613 | 0 | 0.48994 | 0.48994 | 0.058369 | 0.48994 | 0 | 0.622 | 2.2014 | 0 | 8.7578
2025-09-10 14:00 | 0.60923 | 43.0654 | 63.5267 | 41.2157 | 0.66386 | 2.1112 | 0.83478 | 0.83478 | 0.83478 | 252.9044 | 0.97007 | 0 | 0 | 2.1112 | 0.87871 | 0.83478 | 0 | 0 | 0.26241 | 6.0061 | 0.26241 | 0 | 0.26241 | 22.4155 | 97.3809 | 0 | 0.7233 | 0.7233 | 0.086171 | 0.7233 | 0 | 0.91826 | 1.689 | 0 | 8.1173
2025-09-10 15:00 | 0.49933 | 31.1204 | 74.8624 | 56.1278 | 0.53936 | 1.7153 | 0.67845 | 0.67845 | 0.67845 | 252.8195 | 0.81222 | 0 | 0 | 1.7153 | 0.71416 | 0.67845 | 0 | 0 | 0.18888 | 6.0061 | 0.18888 | 0 | 0.18888 | 22.5845 | 98.1148 | 0 | 0.58785 | 0.58785 | 0.070034 | 0.58785 | 0 | 0.7463 | 1.3722 | 0 | 7.7214
2025-09-10 16:00 | 0.33532 | 18.5719 | 83.8512 | 71.0666 | 0.34513 | 1.0976 | 0.58608 | 0.58608 | 0.58608 | 187.2719 | 0.34469 | 0 | 0 | 1.0976 | 0.61693 | 0.58608 | 0 | 0 | 0.13595 | 6.0061 | 0.13595 | 0 | 0.13595 | 22.7061 | 98.6431 | 0 | 0.50781 | 0.50781 | 0.060499 | 0.50781 | 0 | 0.64469 | 0.87806 | 0 | 7.1037
2025-09-10 17:00 | 0.087672 | 5.8149 | 91.8476 | 86.0157 | 0.066058 | 0.21008 | 0.91869 | 0.91869 | 0.91869 | 22.8671 | 0 | 1.1102e-16 | 0 | 0.21008 | 0.96704 | 0.91869 | 0 | 0 | 0.097854 | 6.0061 | 0 | 0.75696 | -0.75696 | 21.8597 | 94.9664 | 0 | 0.796 | 0.796 | 0.094832 | 0.796 | 0 | 1.0106 | 0.16806 | 0 | 6.2162
2025-09-10 18:00 | 0 | 0 | 99.7522 | 90 | 0 | 0 | 0.71472 | 0.71472 | 0.71472 | 0 | 0 | 1.1102e-16 | 0 | 0 | 0.75234 | 0.71472 | 0 | 0 | 0.81885 | 6.0061 | 0 | 0.75234 | -0.75234 | 21.0186 | 91.3122 | 0 | 0.61927 | 0.61927 | 0.073778 | 0.61927 | 0 | 0.7862 | 0 | 0 | 6.0061
2025-09-10 19:00 | 0 | 0 | 108.3682 | 90 | 0 | 0 | 0.53332 | 0.53332 | 0.53332 | 0 | 0 | 0 | 0 | 0 | 0.56139 | 0.53332 | 0 | 0 | 1.3963 | 6.0061 | 0 | 0.56139 | -0.56139 | 20.391 | 88.5855 | 0 | 0.46209 | 0.46209 | 0.055052 | 0.46209 | 0 | 0.58665 | 0 | 0 | 6.0061
2025-09-10 20:00 | 0 | 0 | 118.66 | 90 | 0 | 0 | 0.52288 | 0.52288 | 0.52288 | 0 | 0 | 0 | 0 | 0 | 0.5504 | 0.52288 | 0 | 0 | 1.7408 | 6.0061 | 0 | 0.5504 | -0.5504 | 19.7756 | 85.9121 | 0 | 0.45305 | 0.45305 | 0.053974 | 0.45305 | 0 | 0.57516 | 0 | 0 | 6.0061
2025-09-10 21:00 | 0 | 0 | 131.9807 | 90 | 0 | 0 | 0.77345 | 0.77345 | 0.77345 | 0 | 0 | 1.1102e-16 | 0 | 0 | 0.81416 | 0.77345 | 0 | 0 | 2.0782 | 6.0061 | 0 | 0.81416 | -0.81416 | 18.8653 | 81.9577 | 0 | 0.67016 | 0.67016 | 0.07984 | 0.67016 | 0 | 0.8508 | 0 | 0 | 6.0061
2025-09-10 22:00 | 0 | 0 | 150.0143 | 90 | 0 | 0 | 0.57218 | 0.57218 | 0.57218 | 0 | 0 | 0 | 0 | 0 | 0.6023 | 0.57218 | 0 | 0 | 2.6552 | 6.0061 | 0 | 0.6023 | -0.6023 | 18.1919 | 79.0322 | 0 | 0.49577 | 0.49577 | 0.059064 | 0.49577 | 0 | 0.6294 | 0 | 0 | 6.0061
2025-09-10 23:00 | 0 | 0 | 173.2774 | 90 | 0 | 0 | 0.57254 | 0.57254 | 0.57254 | 0 | 0 | 1.1102e-16 | 0 | 0 | 0.60267 | 0.57254 | 0 | 0 | 3.0026 | 6.0061 | 0 | 0.60267 | -0.60267 | 17.5181 | 76.105 | 0 | 0.49608 | 0.49608 | 0.059101 | 0.49608 | 0 | 0.62979 | 0 | 0 | 6.0061
2025-09-11 | 0 | 0 | -161.5562 | 90 | 0 | 0 | 0.33302 | 0.33302 | 0.33302 | 0 | 0 | 0 | 0 | 0 | 0.35055 | 0.33302 | 0 | 0 | 3.3659 | 6.0061 | 0 | 0.35055 | -0.35055 | 17.1262 | 74.4023 | 0 | 0.2886 | 0.2886 | 0.034383 | 0.2886 | 0 | 0.36632 | 0 | 0 | 6.0061
2025-09-11 01:00 | 0 | 0 | -140.4883 | 90 | 0 | 0 | 0.35787 | 0.35787 | 0.35787 | 0 | 0 | 5.5511e-17 | 0 | 0 | 0.37671 | 0.35787 | 0 | 0 | 3.5098 | 6.0061 | 0 | 0.37671 | -0.37671 | 16.705 | 72.5726 | 0 | 0.31014 | 0.31014 | 0.036949 | 0.31014 | 0 | 0.39366 | 0 | 0 | 6.0061
2025-09-11 02:00 | 0 | 0 | -124.8491 | 90 | 0 | 0 | 0.23776 | 0.23776 | 0.23776 | 0 | 0 | 5.5511e-17 | 0 | 0 | 0.25027 | 0.23776 | 0 | 0 | 3.7189 | 6.0061 | 0 | 0.25027 | -0.25027 | 16.4252 | 71.357 | 0 | 0.20605 | 0.20605 | 0.024548 | 0.20605 | 0 | 0.26153 | 0 | 0 | 6.0061
2025-09-11 03:00 | 0 | 0 | -113.1623 | 90 | 0 | 0 | 0.3121 | 0.3121 | 0.3121 | 0 | 0 | 0 | 0 | 0 | 0.32853 | 0.3121 | 0 | 0 | 3.8289 | 6.0061 | 0 | 0.32853 | -0.32853 | 16.0579 | 69.7613 | 0 | 0.27047 | 0.27047 | 0.032223 | 0.27047 | 0 | 0.34331 | 0 | 0 | 6.0061
2025-09-11 04:00 | 0 | 0 | -103.8105 | 90 | 0 | 0 | 0.25455 | 0.25455 | 0.25455 | 0 | 0 | 0 | 0 | 0 | 0.26795 | 0.25455 | 0 | 0 | 4.0349 | 6.0061 | 0 | 0.26795 | -0.26795 | 15.7584 | 68.4599 | 0 | 0.2206 | 0.2206 | 0.026281 | 0.2206 | 0 | 0.28 | 0 | 0 | 6.0061
2025-09-11 05:00 | 0.01201 | 0 | -95.6368 | 90 | 0 | 0 | 0.36502 | 0.36502 | 0.36502 | 0 | 0 | 0 | 0 | 0 | 0.38424 | 0.36502 | 0 | 0 | 4.1857 | 5.8594 | 0 | 0.38424 | -0.38424 | 15.3288 | 66.5936 | 0 | 0.31634 | 0.31634 | 0.037688 | 0.31634 | 0 | 0.40153 | 0 | 0 | 5.8594
2025-09-11 06:00 | 0.19004 | 11.6519 | -87.7796 | 78.9363 | 0.18323 | 0.58269 | 0.34074 | 0.34074 | 0.34074 | 171.0062 | 0 | 0 | 0 | 0.58269 | 0.35867 | 0.34074 | 0 | 0 | 4.4499 | 5.4752 | 0.22401 | 0 | 0.22401 | 15.5291 | 67.464 | 0 | 0.29529 | 0.29529 | 0.03518 | 0.29529 | 0 | 0.37481 | 0.46615 | 0 | 6.0578
2025-09-11 07:00 | 0.47225 | 24.339 | -79.4231 | 63.9818 | 0.50691 | 1.6121 | 0.32113 | 0.32113 | 0.32113 | 501.9937 | 0 | 0 | 0 | 1.6121 | 0.33803 | 0.32113 | 0 | 0 | 4.1946 | 5.6544 | 1.274 | 0 | 1.274 | 16.6687 | 72.4145 | 0 | 0.2783 | 0.2783 | 0.033156 | 0.2783 | 0 | 0.35325 | 1.2897 | 0 | 7.2664
2025-09-11 08:00 | 0.71847 | 36.6441 | -69.509 | 49.041 | 0.79509 | 2.5285 | 0.3544 | 0.3544 | 0.3544 | 713.4627 | 0 | 0 | 0 | 2.5285 | 0.37306 | 0.3544 | 0 | 0 | 3.2667 | 6.0061 | 2.1555 | 0 | 2.1555 | 18.5966 | 80.7901 | 0 | 0.30713 | 0.30713 | 0.036591 | 0.30713 | 0 | 0.38984 | 2.0228 | 0 | 8.5347
2025-09-11 09:00 | 0.88021 | 48.0305 | -56.2943 | 34.136 | 0.98638 | 3.1369 | 0.24541 | 0.24541 | 0.24541 | 1278.226 | 1.0072 | 0 | 0 | 3.1369 | 0.25832 | 0.24541 | 0 | 0 | 1.8713 | 6.0061 | 1.8713 | 0 | 1.8713 | 20.2704 | 88.0615 | 0 | 0.21268 | 0.21268 | 0.025337 | 0.21268 | 0 | 0.26995 | 2.5095 | 0 | 9.143
2025-09-11 10:00 | 0.98419 | 57.3642 | -36.8113 | 19.3537 | 1.1093 | 3.5279 | 0.32797 | 0.32797 | 0.32797 | 1075.691 | 2.3217 | 0 | 0 | 3.5279 | 0.34523 | 0.32797 | 0 | 0 | 0.86095 | 6.0061 | 0.86095 | 0 | 0.86095 | 21.0404 | 91.4069 | 0 | 0.28423 | 0.28423 | 0.033862 | 0.28423 | 0 | 0.36076 | 2.8223 | 0 | 9.5341
2025-09-11 11:00 | 1.0298 | 62.3708 | -8.4233 | 5.7458 | 1.1633 | 3.6995 | 0.35414 | 0.35414 | 0.35414 | 1044.638 | 2.707 | 0 | 0 | 3.6995 | 0.37278 | 0.35414 | 0 | 0 | 0.6197 | 6.0061 | 0.6197 | 0 | 0.6197 | 21.5947 | 93.8149 | 0 | 0.30691 | 0.30691 | 0.036564 | 0.30691 | 0 | 0.38956 | 2.9596 | 0 | 9.7057
2025-09-11 12:00 | 0.99719 | 60.6996 | 23.0869 | 11.8594 | 1.1253 | 3.5786 | 0.64074 | 0.64074 | 0.64074 | 558.5119 | 2.4581 | 0 | 0 | 3.5786 | 0.67447 | 0.64074 | 0 | 0 | 0.44604 | 6.0061 | 0.44604 | 0 | 0.44604 | 21.9936 | 95.5481 | 0 | 0.55517 | 0.55517 | 0.066141 | 0.55517 | 0 | 0.70482 | 2.8629 | 0 | 9.5848
2025-09-11 13:00 | 0.92625 | 53.2602 | 47.1654 | 26.4092 | 1.0414 | 3.3119 | 0.63393 | 0.63393 | 0.63393 | 522.4324 | 2.3235 | 0 | 0 | 3.3119 | 0.6673 | 0.63393 | 0 | 0 | 0.32105 | 6.0061 | 0.32105 | 0 | 0.32105 | 22.2808 | 96.7956 | 0 | 0.54927 | 0.54927 | 0.065438 | 0.54927 | 0 | 0.69733 | 2.6495 | 0 | 9.318
2025-09-11 14:00 | 0.74326 | 42.7396 | 63.194 | 41.2718 | 0.82768 | 2.6322 | 0.79094 | 0.79094 | 0.79094 | 332.79 | 1.5685 | 0 | 0 | 2.6322 | 0.83257 | 0.79094 | 0 | 0 | 0.23109 | 6.0061 | 0.23109 | 0 | 0.23109 | 22.4875 | 97.6935 | 0 | 0.68531 | 0.68531 | 0.081646 | 0.68531 | 0 | 0.87004 | 2.1057 | 0 | 8.6383
2025-09-11 15:00 | 0.47397 | 30.8205 | 74.5418 | 56.1985 | 0.51271 | 1.6305 | 0.59806 | 0.59806 | 0.59806 | 272.6301 | 0.83463 | 0 | 0 | 1.6305 | 0.62954 | 0.59806 | 0 | 0 | 0.16633 | 6.0061 | 0.16633 | 0 | 0.16633 | 22.6363 | 98.3399 | 0 | 0.51819 | 0.51819 | 0.061735 | 0.51819 | 0 | 0.65787 | 1.3044 | 0 | 7.6366
2025-09-11 16:00 | 0.30675 | 18.2849 | 83.5472 | 71.1474 | 0.31812 | 1.0117 | 0.66365 | 0.66365 | 0.66365 | 152.441 | 0.19337 | 0 | 0 | 1.0117 | 0.69858 | 0.66365 | 0 | 0 | 0.11972 | 6.0061 | 0.11972 | 0 | 0.11972 | 22.7433 | 98.8051 | 0 | 0.57502 | 0.57502 | 0.068506 | 0.57502 | 0 | 0.73001 | 0.80934 | 0 | 7.0178
2025-09-11 17:00 | 0.084281 | 5.5306 | 91.5552 | 86.1049 | 0.064608 | 0.20546 | 0.73356 | 0.73356 | 0.73356 | 28.009 | 0 | 1.1102e-16 | 0 | 0.20546 | 0.77217 | 0.73356 | 0 | 0 | 0.086174 | 6.0061 | 0 | 0.56671 | -0.56671 | 22.1097 | 96.0525 | 0 | 0.6356 | 0.6356 | 0.075723 | 0.6356 | 0 | 0.80692 | 0.16437 | 0 | 6.2116
2025-09-11 18:00 | 0 | 0 | 99.4654 | 90 | 0 | 0 | 0.53093 | 0.53093 | 0.53093 | 0 | 0 | 0 | 0 | 0 | 0.55887 | 0.53093 | 0 | 0 | 0.63219 | 6.0061 | 0 | 0.55887 | -0.55887 | 21.4849 | 93.338 | 0 | 0.46003 | 0.46003 | 0.054806 | 0.46003 | 0 | 0.58402 | 0 | 0 | 6.0061
2025-09-11 19:00 | 0 | 0 | 108.0837 | 90 | 0 | 0 | 0.71141 | 0.71141 | 0.71141 | 0 | 0 | 0 | 0 | 0 | 0.74885 | 0.71141 | 0 | 0 | 1.0625 | 6.0061 | 0 | 0.74885 | -0.74885 | 20.6477 | 89.7007 | 0 | 0.6164 | 0.6164 | 0.073436 | 0.6164 | 0 | 0.78255 | 0 | 0 | 6.0061
2025-09-11 20:00 | 0 | 0 | 118.3828 | 90 | 0 | 0 | 0.6322 | 0.6322 | 0.6322 | 0 | 0 | 0 | 0 | 0 | 0.66548 | 0.6322 | 0 | 0 | 1.6168 | 6.0061 | 0 | 0.66548 | -0.66548 | 19.9036 | 86.4684 | 0 | 0.54778 | 0.54778 | 0.06526 | 0.54778 | 0 | 0.69543 | 0 | 0 | 6.0061
2025-09-11 21:00 | 0 | 0 | 131.7376 | 90 | 0 | 0 | 0.55003 | 0.55003 | 0.55003 | 0 | 0 | 1.1102e-16 | 0 | 0 | 0.57897 | 0.55003 | 0 | 0 | 2.0468 | 6.0061 | 0 | 0.57897 | -0.57897 | 19.2563 | 83.6562 | 0 | 0.47657 | 0.47657 | 0.056777 | 0.47657 | 0 | 0.60503 | 0 | 0 | 6.0061
2025-09-11 22:00 | 0 | 0 | 149.8798 | 90 | 0 | 0 | 0.62164 | 0.62164 | 0.62164 | 0 | 0 | 1.1102e-16 | 0 | 0 | 0.65435 | 0.62164 | 0 | 0 | 2.3904 | 6.0061 | 0 | 0.65435 | -0.65435 | 18.5247 | 80.4779 | 0 | 0.53862 | 0.53862 | 0.064169 | 0.53862 | 0 | 0.6838 | 0 | 0 | 6.0061
2025-09-11 23:00 | 0 | 0 | 173.3647 | 90 | 0 | 0 | 0.60294 | 0.60294 | 0.60294 | 0 | 0 | 1.1102e-16 | 0 | 0 | 0.63468 | 0.60294 | 0 | 0 | 2.811 | 6.0061 | 0 | 0.63468 | -0.63468 | 17.8151 | 77.3952 | 0 | 0.52242 | 0.52242 | 0.06224 | 0.52242 | 0 | 0.66324 | 0 | 0 | 6.0061
2025-09-12 | 0 | 0 | -161.2302 | 90 | 0 | 0 | 0.4549 | 0.4549 | 0.4549 | 0 | 0 | 5.5511e-17 | 0 | 0 | 0.47885 | 0.4549 | 0 | 0 | 3.2066 | 6.0061 | 0 | 0.47885 | -0.47885 | 17.2798 | 75.0694 | 0 | 0.39423 | 0.39423 | 0.046967 | 0.39423 | 0 | 0.50039 | 0 | 0 | 6.0061
2025-09-12 01:00 | 0 | 0 | -140.0604 | 90 | 0 | 0 | 0.32695 | 0.32695 | 0.32695 | 0 | 0 | 0 | 0 | 0 | 0.34416 | 0.32695 | 0 | 0 | 3.4621 | 6.0061 | 0 | 0.34416 | -0.34416 | 16.895 | 73.3977 | 0 | 0.28335 | 0.28335 | 0.033757 | 0.28335 | 0 | 0.35965 | 0 | 0 | 6.0061
2025-09-12 02:00 | 0 | 0 | -124.4166 | 90 | 0 | 0 | 0.36415 | 0.36415 | 0.36415 | 0 | 0 | 5.5511e-17 | 0 | 0 | 0.38331 | 0.36415 | 0 | 0 | 3.6208 | 6.0061 | 0 | 0.38331 | -0.38331 | 16.4664 | 71.5359 | 0 | 0.31558 | 0.31558 | 0.037597 | 0.31558 | 0 | 0.40056 | 0 | 0 | 6.0061
2025-09-12 03:00 | 0 | 0 | -112.7515 | 90 | 0 | 0 | 0.37323 | 0.37323 | 0.37323 | 0 | 0 | 5.5511e-17 | 0 | 0 | 0.39287 | 0.37323 | 0 | 0 | 3.8458 | 6.0061 | 0 | 0.39287 | -0.39287 | 16.0272 | 69.6277 | 0 | 0.32345 | 0.32345 | 0.038534 | 0.32345 | 0 | 0.41055 | 0 | 0 | 6.0061
2025-09-12 04:00 | 0 | 0 | -103.4178 | 90 | 0 | 0 | 0.43958 | 0.43958 | 0.43958 | 0 | 0 | 5.5511e-17 | 0 | 0 | 0.46272 | 0.43958 | 0 | 0 | 4.0871 | 6.0061 | 0 | 0.46272 | -0.46272 | 15.5099 | 67.3802 | 0 | 0.38096 | 0.38096 | 0.045386 | 0.38096 | 0 | 0.48354 | 0 | 0 | 6.0061
2025-09-12 05:00 | 0.012257 | 0 | -95.2502 | 90 | 0 | 0 | 0.47488 | 0.47488 | 0.47488 | 0 | 0 | 0 | 0 | 0 | 0.49988 | 0.47488 | 0 | 0 | 4.3929 | 5.6371 | 0 | 0.49988 | -0.49988 | 14.951 | 64.9523 | 0 | 0.41154 | 0.41154 | 0.04903 | 0.41154 | 0 | 0.52237 | 0 | 0 | 5.6371
2025-09-12 06:00 | 0.084188 | 11.523 | -87.3842 | 78.8388 | 0.07985 | 0.25394 | 0.37473 | 0.37473 | 0.37473 | 67.7642 | 0 | 5.5511e-17 | 0 | 0.25394 | 0.39446 | 0.37473 | 0 | 0 | 4.7221 | 5.1372 | 0 | 0.14052 | -0.14052 | 14.7939 | 64.2697 | 0 | 0.32475 | 0.32475 | 0.03869 | 0.32475 | 0 | 0.41221 | 0.20315 | 0 | 5.3912
2025-09-12 07:00 | 0.18229 | 24.1997 | -79.0022 | 63.8761 | 0.17501 | 0.55657 | 0.57027 | 0.57027 | 0.57027 | 97.5975 | 0 | 0 | 0 | 0.55657 | 0.60028 | 0.57027 | 0 | 0 | 4.7188 | 4.9967 | 0 | 0.043715 | -0.043715 | 14.745 | 64.0574 | 0 | 0.49421 | 0.49421 | 0.058878 | 0.49421 | 0 | 0.62729 | 0.44525 | 0 | 5.5533
2025-09-12 08:00 | 0.22203 | 36.4782 | -69.0446 | 48.9248 | 0.21156 | 0.67279 | 0.47508 | 0.47508 | 0.47508 | 141.6152 | 0 | 0 | 0 | 0.67279 | 0.50009 | 0.47508 | 0 | 0 | 4.6797 | 4.953 | 0.1727 | 0 | 0.1727 | 14.8995 | 64.7285 | 0 | 0.41172 | 0.41172 | 0.049051 | 0.41172 | 0 | 0.52259 | 0.53823 | 0 | 5.6258
2025-09-12 09:00 | 0.56228 | 47.8149 | -55.777 | 34.0031 | 0.59887 | 1.9045 | 0.35513 | 0.35513 | 0.35513 | 536.2832 | 0 | 0 | 0 | 1.9045 | 0.37382 | 0.35513 | 0 | 0 | 4.5148 | 5.0912 | 1.5307 | 0 | 1.5307 | 16.2685 | 70.6762 | 0 | 0.30776 | 0.30776 | 0.036666 | 0.30776 | 0 | 0.39064 | 1.5236 | 0 | 6.9957
2025-09-12 10:00 | 0.50119 | 57.0686 | -36.2914 | 19.1836 | 0.50552 | 1.6076 | 0.38999 | 0.38999 | 0.38999 | 412.2304 | 0 | 0 | 0 | 1.6076 | 0.41051 | 0.38999 | 0 | 0 | 3.4198 | 6.0061 | 1.1971 | 0 | 1.1971 | 17.3393 | 75.328 | 0 | 0.33797 | 0.33797 | 0.040265 | 0.33797 | 0 | 0.42899 | 1.2861 | 0 | 7.6138
2025-09-12 11:00 | 0.41017 | 61.9874 | -8.1227 | 5.3954 | 0.39773 | 1.2649 | 0.43262 | 0.43262 | 0.43262 | 292.3697 | 0 | 0 | 0 | 1.2649 | 0.45539 | 0.43262 | 0 | 0 | 2.7514 | 6.0061 | 0.80946 | 0 | 0.80946 | 18.0633 | 78.4733 | 0 | 0.37492 | 0.37492 | 0.044667 | 0.37492 | 0 | 0.47588 | 1.0119 | 0 | 7.271
2025-09-12 12:00 | 0.24916 | 60.294 | 22.9933 | 11.8128 | 0.2362 | 0.75114 | 0.97525 | 0.97525 | 0.97525 | 77.0204 | 0 | 0 | 0 | 0.75114 | 1.0266 | 0.97525 | 0 | 0 | 2.4017 | 6.0061 | 0 | 0.27544 | -0.27544 | 17.7553 | 77.1355 | 0 | 0.84501 | 0.84501 | 0.10067 | 0.84501 | 0 | 1.0728 | 0.60091 | 0 | 6.7573
2025-09-12 13:00 | 0.25848 | 52.8921 | 46.8716 | 26.4442 | 0.2454 | 0.7804 | 0.92937 | 0.92937 | 0.92937 | 83.9715 | 0 | 0 | 0 | 0.7804 | 0.97828 | 0.92937 | 0 | 0 | 2.8499 | 6.0061 | 0 | 0.19788 | -0.19788 | 17.5341 | 76.1743 | 0 | 0.80525 | 0.80525 | 0.095935 | 0.80525 | 0 | 1.0223 | 0.62432 | 0 | 6.7866
2025-09-12 14:00 | 0.20609 | 42.4115 | 62.8641 | 41.3318 | 0.19542 | 0.62147 | 0.7946 | 0.7946 | 0.7946 | 78.2115 | 0 | 0 | 0 | 0.62147 | 0.83642 | 0.7946 | 0 | 0 | 3.0728 | 6.0061 | 0 | 0.21495 | -0.21495 | 17.2938 | 75.1303 | 0 | 0.68848 | 0.68848 | 0.082023 | 0.68848 | 0 | 0.87406 | 0.49718 | 0 | 6.6276
2025-09-12 15:00 | 0.1874 | 30.5185 | 74.2225 | 56.2718 | 0.17837 | 0.56724 | 0.47301 | 0.47301 | 0.47301 | 119.9216 | 0 | 0 | 0 | 0.56724 | 0.49791 | 0.47301 | 0 | 0 | 3.2549 | 6.0061 | 0.069336 | 0 | 0.069336 | 17.3558 | 75.3997 | 0 | 0.40984 | 0.40984 | 0.048827 | 0.40984 | 0 | 0.52031 | 0.4538 | 0 | 6.5734
2025-09-12 16:00 | 0.165 | 17.9961 | 83.2436 | 71.23 | 0.16014 | 0.50928 | 0.68194 | 0.68194 | 0.68194 | 74.6809 | 0 | 1.1102e-16 | 0 | 0.50928 | 0.71783 | 0.68194 | 0 | 0 | 3.1673 | 6.0061 | 0 | 0.20855 | -0.20855 | 17.1226 | 74.3867 | 0 | 0.59087 | 0.59087 | 0.070394 | 0.59087 | 0 | 0.75013 | 0.40742 | 0 | 6.5154
2025-09-12 17:00 | 0.047567 | 5.2448 | 91.2624 | 86.1951 | 0.043322 | 0.13777 | 0.7933 | 0.7933 | 0.7933 | 17.3669 | 0 | 1.1102e-16 | 0 | 0.13777 | 0.83506 | 0.7933 | 0 | 0 | 3.3464 | 6.0061 | 0 | 0.69728 | -0.69728 | 16.3431 | 70.9999 | 0 | 0.68736 | 0.68736 | 0.081889 | 0.68736 | 0 | 0.87263 | 0.11022 | 0 | 6.1439
2025-09-12 18:00 | 0 | 0 | 99.1775 | 90 | 0 | 0 | 0.70029 | 0.70029 | 0.70029 | 0 | 0 | 0 | 0 | 0 | 0.73714 | 0.70029 | 0 | 0 | 3.9361 | 6.0061 | 0 | 0.73714 | -0.73714 | 15.5189 | 67.4195 | 0 | 0.60676 | 0.60676 | 0.072288 | 0.60676 | 0 | 0.77031 | 0 | 0 | 6.0061
2025-09-12 19:00 | 0 | 0 | 107.7976 | 90 | 0 | 0 | 0.84526 | 0.84526 | 0.84526 | 0 | 0 | 0 | 0 | 0 | 0.88975 | 0.84526 | 0 | 0 | 4.4741 | 5.6452 | 0 | 0.88975 | -0.88975 | 14.5241 | 63.0979 | 0 | 0.73238 | 0.73238 | 0.087253 | 0.73238 | 0 | 0.92979 | 0 | 0 | 5.6452
2025-09-12 20:00 | 0 | 0 | 118.1032 | 90 | 0 | 0 | 0.82504 | 0.82504 | 0.82504 | 0 | 0 | 0 | 0 | 0 | 0.86847 | 0.82504 | 0 | 0 | 5.1044 | 4.7555 | 0 | 0.86847 | -0.86847 | 13.5532 | 58.8796 | 0 | 0.71486 | 0.71486 | 0.085166 | 0.71486 | 0 | 0.90755 | 0 | 0 | 4.7555
2025-09-12 21:00 | 0 | 0 | 131.4914 | 90 | 0 | 0 | 0.88089 | 0.88089 | 0.88089 | 0 | 0 | 0 | 0 | 0 | 0.92725 | 0.88089 | 0 | 0 | 5.143 | 3.887 | 0 | 0.92725 | -0.92725 | 12.5165 | 54.3759 | 0 | 0.76325 | 0.76325 | 0.09093 | 0.76325 | 0 | 0.96898 | 0 | 0 | 3.887
2025-09-12 22:00 | 0 | 0 | 149.7432 | 90 | 0 | 0 | 0.74272 | 0.74272 | 0.74272 | 0 | 0 | 0 | 0 | 0 | 0.78182 | 0.74272 | 0 | 0 | 5.143 | 2.9597 | 0 | 0.78182 | -0.78182 | 11.6424 | 50.5785 | 0 | 0.64354 | 0.64354 | 0.076668 | 0.64354 | 0 | 0.817 | 0 | 0 | 2.9597
2025-09-12 23:00 | 0 | 0 | 173.4547 | 90 | 0 | 0 | 0.82024 | 0.82024 | 0.82024 | 0 | 0 | 1.1102e-16 | 0 | 0 | 0.86342 | 0.82024 | 0 | 0 | 5.143 | 2.1779 | 0 | 0.86342 | -0.86342 | 10.677 | 46.3848 | 0 | 0.7107 | 0.7107 | 0.08467 | 0.7107 | 0 | 0.90227 | 0 | 0 | 2.1779
2025-09-13 | 0 | 0 | -160.8972 | 90 | 0 | 0 | 0.35933 | 0.35933 | 0.35933 | 0 | 0 | 5.5511e-17 | 0 | 0 | 0.37824 | 0.35933 | 0 | 0 | 5.143 | 1.3145 | 0 | 0.37824 | -0.37824 | 10.2541 | 44.5476 | 0 | 0.31141 | 0.31141 | 0.0371 | 0.31141 | 0 | 0.39526 | 0 | 0 | 1.3145
2025-09-13 01:00 | 0 | 0 | -139.6264 | 90 | 0 | 0 | 0.40951 | 0.40951 | 0.40951 | 0 | 0 | 0 | 0 | 0 | 0.43107 | 0.40951 | 0 | 0 | 5.143 | 0.93627 | 0 | 0.43107 | -0.43107 | 9.7722 | 42.4538 | 0 | 0.35489 | 0.35489 | 0.042281 | 0.35489 | 0 | 0.45046 | 0 | 0 | 0.93627
2025-09-13 02:00 | 0 | 0 | -123.9801 | 90 | 0 | 0 | 0.3997 | 0.3997 | 0.3997 | 0 | 0 | 5.5511e-17 | 0 | 0 | 0.42074 | 0.3997 | 0 | 0 | 5.143 | 0.5052 | 0 | 0.42074 | -0.42074 | 9.3018 | 40.4103 | 0 | 0.34639 | 0.34639 | 0.041268 | 0.34639 | 0 | 0.43967 | 0 | 0 | 0.5052
2025-09-13 03:00 | 0 | 0 | -112.338 | 90 | 0 | 0 | 0.29131 | 0.080243 | 0.080243 | 0 | 0 | 0.21107 | 0.2402 | 0 | 0.084466 | 0.080243 | 0 | 0 | 5.143 | 0.084466 | 0 | 0.084466 | -0.084466 | 9.2074 | 40 | 0 | 0.25246 | 0.25246 | 0.030077 | 0.25246 | 0 | 0.32044 | 0 | 0 | 0.084466
2025-09-13 04:00 | 0 | 0 | -103.0233 | 90 | 0 | 0 | 0.34269 | 0 | 0 | 0 | 0 | 0.34269 | 0.37696 | 0 | 0 | 0 | 0 | 0 | 5.143 | 0 | 0 | 0 | 0 | 9.2074 | 40 | 0 | 0.29698 | 0.29698 | 0.035382 | 0.29698 | 0 | 0.37696 | 0 | 0 | 0
2025-09-13 05:00 | 0.0061693 | 0 | -94.8622 | 90 | 0 | 0 | 0.34357 | 0 | 0 | 0 | 0 | 0.34357 | 0.37792 | 0 | 0 | 0 | 0 | 0 | 5.143 | 0 | 0 | 0 | 0 | 9.2074 | 40 | 0 | 0.29774 | 0.29774 | 0.035472 | 0.29774 | 0 | 0.37792 | 0 | 0 | 0
2025-09-13 06:00 | 0.048446 | 11.3934 | -86.9879 | 78.741 | 0.045749 | 0.14549 | 0.34239 | 0.13822 | 0.13822 | 105.2632 | 0 | 0.20418 | 0.34899 | 0.14549 | 0.14549 | 0.13822 | 0 | 0 | 5.143 | 1.5888e-15 | 0 | 1.5888e-15 | 0 | 9.2074 | 40 | 0 | 0.29673 | 0.29673 | 0.035351 | 0.29673 | 0 | 0.37663 | 0.11639 | 0 | 0.14549
2025-09-13 07:00 | 0.092771 | 24.0591 | -78.5807 | 63.7711 | 0.087747 | 0.27905 | 0.40243 | 0.2651 | 0.2651 | 105.2632 | 0 | 0.13734 | 0.38966 | 0.27905 | 0.27905 | 0.2651 | 0 | 0 | 5.143 | 3.1776e-15 | 0 | 3.1776e-15 | 0 | 9.2074 | 40 | 0 | 0.34876 | 0.34876 | 0.04155 | 0.34876 | 0 | 0.44268 | 0.22324 | 0 | 0.27905
2025-09-13 08:00 | 0.37663 | 36.3105 | -68.5805 | 48.8102 | 0.38329 | 1.2189 | 0.23675 | 0.23675 | 0.23675 | 514.8574 | 0 | 0 | 0.02883 | 1.2189 | 0.24921 | 0.23675 | 0 | 0 | 5.143 | 3.1776e-15 | 0.96972 | 0 | 0.96972 | 10.0747 | 43.7681 | 0 | 0.20518 | 0.20518 | 0.024444 | 0.20518 | 0 | 0.26043 | 0.97515 | 0 | 1.2189
2025-09-13 09:00 | 0.54773 | 47.5967 | -55.2621 | 33.8733 | 0.58179 | 1.8502 | 0.27402 | 0.27402 | 0.27402 | 675.2054 | 0 | 0 | 0 | 1.8502 | 0.28844 | 0.27402 | 0 | 0 | 5.143 | 0.77578 | 1.5618 | 0 | 1.5618 | 11.4716 | 49.8366 | 0 | 0.23747 | 0.23747 | 0.028292 | 0.23747 | 0 | 0.30142 | 1.4802 | 0 | 2.626
2025-09-13 10:00 | 0.5159 | 56.7702 | -35.7776 | 19.0196 | 0.52481 | 1.669 | 0.33262 | 0.33262 | 0.33262 | 501.7586 | 0 | 0 | 0 | 1.669 | 0.35013 | 0.33262 | 0 | 0 | 5.143 | 2.0252 | 1.3188 | 0 | 1.3188 | 12.6512 | 54.9612 | 0 | 0.28826 | 0.28826 | 0.034342 | 0.28826 | 0 | 0.36589 | 1.3352 | 0 | 3.6942
2025-09-13 11:00 | 0.4773 | 61.6024 | -7.8281 | 5.0526 | 0.47343 | 1.5056 | 0.25118 | 0.25118 | 0.25118 | 599.4124 | 0 | 0 | 0 | 1.5056 | 0.2644 | 0.25118 | 0 | 0 | 5.143 | 3.0803 | 1.2412 | 0 | 1.2412 | 13.7614 | 59.7842 | 0 | 0.21768 | 0.21768 | 0.025933 | 0.21768 | 0 | 0.2763 | 1.2045 | 0 | 4.5859
2025-09-13 12:00 | 0.40736 | 59.8871 | 22.9025 | 11.7803 | 0.39579 | 1.2587 | 0.75873 | 0.75873 | 0.75873 | 165.8934 | 0 | 0 | 0 | 1.2587 | 0.79866 | 0.75873 | 0 | 0 | 4.6723 | 4.0732 | 0.46002 | 0 | 0.46002 | 14.1728 | 61.5717 | 0 | 0.6574 | 0.6574 | 0.07832 | 0.6574 | 0 | 0.8346 | 1.0069 | 0 | 5.3319
2025-09-13 13:00 | 0.091538 | 52.522 | 46.5824 | 26.4854 | 0.086418 | 0.27482 | 1.0028 | 1.0028 | 1.0028 | 27.4068 | 0 | 0 | 0 | 0.27482 | 1.0555 | 1.0028 | 0 | 0 | 4.6136 | 4.4412 | 0 | 0.78071 | -0.78071 | 13.3 | 57.7797 | 0 | 0.86884 | 0.86884 | 0.10351 | 0.86884 | 0 | 1.103 | 0.21986 | 0 | 4.7161
2025-09-13 14:00 | 0.30181 | 42.0812 | 62.5372 | 41.3956 | 0.29143 | 0.92681 | 0.6912 | 0.6912 | 0.6912 | 134.0871 | 0 | 0 | 0 | 0.92681 | 0.72758 | 0.6912 | 0 | 0 | 5.143 | 3.6605 | 0.19923 | 0 | 0.19923 | 13.4781 | 58.5538 | 0 | 0.59889 | 0.59889 | 0.07135 | 0.59889 | 0 | 0.76032 | 0.74145 | 0 | 4.5873
2025-09-13 15:00 | 0.088515 | 30.2145 | 73.9046 | 56.3476 | 0.083654 | 0.26604 | 0.62464 | 0.62464 | 0.62464 | 42.5898 | 0 | 0 | 0 | 0.26604 | 0.65752 | 0.62464 | 0 | 0 | 5.143 | 3.8199 | 0 | 0.39149 | -0.39149 | 13.0405 | 56.6523 | 0 | 0.54122 | 0.54122 | 0.064479 | 0.54122 | 0 | 0.68711 | 0.21283 | 0 | 4.0859
2025-09-13 16:00 | 0.12552 | 17.7057 | 82.9403 | 71.3141 | 0.11976 | 0.38084 | 0.68358 | 0.68358 | 0.68358 | 55.7131 | 0 | 0 | 0 | 0.38084 | 0.71956 | 0.68358 | 0 | 0 | 5.143 | 3.4284 | 0 | 0.33871 | -0.33871 | 12.6618 | 55.0071 | 0 | 0.59229 | 0.59229 | 0.070563 | 0.59229 | 0 | 0.75194 | 0.30467 | 0 | 3.8093
2025-09-13 17:00 | 0.050154 | 4.9577 | 90.9693 | 86.2862 | 0.045174 | 0.14366 | 0.93443 | 0.93443 | 0.93443 | 15.3743 | 0 | 0 | 0 | 0.14366 | 0.98361 | 0.93443 | 0 | 0 | 5.143 | 3.0897 | 0 | 0.83994 | -0.83994 | 11.7227 | 50.9274 | 0 | 0.80964 | 0.80964 | 0.096457 | 0.80964 | 0 | 1.0279 | 0.11493 | 0 | 3.2334
2025-09-13 18:00 | 0 | 0 | 98.8887 | 90 | 0 | 0 | 0.57782 | 0.57782 | 0.57782 | 0 | 0 | 1.1102e-16 | 0 | 0 | 0.60823 | 0.57782 | 0 | 0 | 5.143 | 2.2498 | 0 | 0.60823 | -0.60823 | 11.0427 | 47.9731 | 0 | 0.50066 | 0.50066 | 0.059646 | 0.50066 | 0 | 0.6356 | 0 | 0 | 2.2498
2025-09-13 19:00 | 0 | 0 | 107.5098 | 90 | 0 | 0 | 0.98803 | 0.98803 | 0.98803 | 0 | 0 | 1.1102e-16 | 0 | 0 | 1.04 | 0.98803 | 0 | 0 | 5.143 | 1.6415 | 0 | 1.04 | -1.04 | 9.8799 | 42.9216 | 0 | 0.85608 | 0.85608 | 0.10199 | 0.85608 | 0 | 1.0868 | 0 | 0 | 1.6415
2025-09-13 20:00 | 0 | 0 | 117.8211 | 90 | 0 | 0 | 0.72578 | 0.57143 | 0.57143 | 0 | 0 | 0.15435 | 0.22693 | 0 | 0.6015 | 0.57143 | 0 | 0 | 5.143 | 0.6015 | 0 | 0.6015 | -0.6015 | 9.2074 | 40 | 0 | 0.62885 | 0.62885 | 0.074919 | 0.62885 | 0 | 0.79835 | 0 | 0 | 0.6015
2025-09-13 21:00 | 0 | 0 | 131.2421 | 90 | 0 | 0 | 0.77572 | 1.5094e-15 | 1.5094e-15 | 0 | 0 | 0.77572 | 0.8533 | 0 | 1.5888e-15 | 1.5094e-15 | 0 | 0 | 5.143 | 1.5888e-15 | 0 | 1.5888e-15 | 0 | 9.2074 | 40 | 0 | 0.67213 | 0.67213 | 0.080075 | 0.67213 | 0 | 0.8533 | 0 | 0 | 1.5888e-15
2025-09-13 22:00 | 0 | 0 | 149.6045 | 90 | 0 | 0 | 0.85167 | 3.0188e-15 | 3.0188e-15 | 0 | 0 | 0.85167 | 0.93684 | 0 | 3.1776e-15 | 3.0188e-15 | 0 | 0 | 5.143 | 3.1776e-15 | 0 | 3.1776e-15 | 0 | 9.2074 | 40 | 0 | 0.73793 | 0.73793 | 0.087915 | 0.73793 | 0 | 0.93684 | 0 | 0 | 3.1776e-15
2025-09-13 23:00 | 0 | 0 | 173.5475 | 90 | 0 | 0 | 0.96501 | 3.0188e-15 | 3.0188e-15 | 0 | 0 | 0.96501 | 1.0615 | 0 | 3.1776e-15 | 3.0188e-15 | 0 | 0 | 5.143 | 3.1776e-15 | 0 | 3.1776e-15 | 0 | 9.2074 | 40 | 0 | 0.83614 | 0.83614 | 0.099614 | 0.83614 | 0 | 1.0615 | 0 | 0 | 3.1776e-15
2025-09-14 | 0 | 0 | -160.5571 | 90 | 0 | 0 | 0.40098 | 3.0188e-15 | 3.0188e-15 | 0 | 0 | 0.40098 | 0.44108 | 0 | 3.1776e-15 | 3.0188e-15 | 0 | 0 | 5.143 | 3.1776e-15 | 0 | 3.1776e-15 | 0 | 9.2074 | 40 | 0 | 0.3475 | 0.3475 | 0.0414 | 0.3475 | 0 | 0.44108 | 0 | 0 | 3.1776e-15
2025-09-14 01:00 | 0 | 0 | -139.1863 | 90 | 0 | 0 | 0.29165 | 3.0188e-15 | 3.0188e-15 | 0 | 0 | 0.29165 | 0.32082 | 0 | 3.1776e-15 | 3.0188e-15 | 0 | 0 | 5.143 | 3.1776e-15 | 0 | 3.1776e-15 | 0 | 9.2074 | 40 | 0 | 0.25276 | 0.25276 | 0.030112 | 0.25276 | 0 | 0.32082 | 0 | 0 | 3.1776e-15
2025-09-14 02:00 | 0 | 0 | -123.5396 | 90 | 0 | 0 | 0.37124 | 3.0188e-15 | 3.0188e-15 | 0 | 0 | 0.37124 | 0.40837 | 0 | 3.1776e-15 | 3.0188e-15 | 0 | 0 | 5.143 | 3.1776e-15 | 0 | 3.1776e-15 | 0 | 9.2074 | 40 | 0 | 0.32173 | 0.32173 | 0.03833 | 0.32173 | 0 | 0.40837 | 0 | 0 | 3.1776e-15
2025-09-14 03:00 | 0 | 0 | -111.9221 | 90 | 0 | 0 | 0.42692 | 3.0188e-15 | 3.0188e-15 | 0 | 0 | 0.42692 | 0.46962 | 0 | 3.1776e-15 | 3.0188e-15 | 0 | 0 | 5.143 | 3.1776e-15 | 0 | 3.1776e-15 | 0 | 9.2074 | 40 | 0 | 0.36998 | 0.36998 | 0.044078 | 0.36998 | 0 | 0.46962 | 0 | 0 | 3.1776e-15
2025-09-14 04:00 | 0 | 0 | -102.6271 | 90 | 0 | 0 | 0.35066 | 3.0188e-15 | 3.0188e-15 | 0 | 0 | 0.35066 | 0.38572 | 0 | 3.1776e-15 | 3.0188e-15 | 0 | 0 | 5.143 | 3.1776e-15 | 0 | 3.1776e-15 | 0 | 9.2074 | 40 | 0 | 0.30389 | 0.30389 | 0.036204 | 0.30389 | 0 | 0.38572 | 0 | 0 | 3.1776e-15
2025-09-14 05:00 | 0.0086217 | 0 | -94.4731 | 90 | 0 | 0 | 0.41037 | 4.5281e-15 | 4.5281e-15 | 0 | 0 | 0.41037 | 0.45141 | 0 | 4.7665e-15 | 4.5281e-15 | 0 | 0 | 5.143 | 4.7665e-15 | 0 | 4.7665e-15 | 0 | 9.2074 | 40 | 0 | 0.35564 | 0.35564 | 0.042369 | 0.35564 | 0 | 0.45141 | 0 | 0 | 4.7665e-15
2025-09-14 06:00 | 0.15373 | 11.2633 | -86.5908 | 78.6433 | 0.15378 | 0.48905 | 0.30613 | 0.30613 | 0.30613 | 159.753 | 0 | 0 | 0.24382 | 0.48905 | 0.32224 | 0.30613 | 0 | 0 | 5.143 | 4.7665e-15 | 0.16681 | 0 | 0.16681 | 9.3566 | 40.6482 | 0 | 0.2653 | 0.2653 | 0.031607 | 0.2653 | 0 | 0.33674 | 0.39124 | 0 | 0.48905
2025-09-14 07:00 | 0.43714 | 23.9173 | -78.159 | 63.6668 | 0.48116 | 1.5302 | 0.30497 | 0.30497 | 0.30497 | 501.7424 | 0 | 0 | 0 | 1.5302 | 0.32102 | 0.30497 | 0 | 0 | 5.143 | 0.13345 | 1.2091 | 0 | 1.2091 | 10.4381 | 45.3466 | 0 | 0.2643 | 0.2643 | 0.031487 | 0.2643 | 0 | 0.33547 | 1.2241 | 0 | 1.6636
2025-09-14 08:00 | 0.51244 | 36.1407 | -68.1171 | 48.6974 | 0.56284 | 1.7899 | 0.3888 | 0.3888 | 0.3888 | 460.374 | 0 | 0 | 0 | 1.7899 | 0.40927 | 0.3888 | 0 | 0 | 5.143 | 1.1008 | 1.3807 | 0 | 1.3807 | 11.673 | 50.7115 | 0 | 0.33695 | 0.33695 | 0.040142 | 0.33695 | 0 | 0.42768 | 1.432 | 0 | 2.8907
2025-09-14 09:00 | 0.66313 | 47.3758 | -54.75 | 33.7468 | 0.73934 | 2.3512 | 0.29085 | 0.29085 | 0.29085 | 808.3989 | 0 | 0 | 0 | 2.3512 | 0.30616 | 0.29085 | 0 | 0 | 5.143 | 2.2053 | 2.0451 | 0 | 2.0451 | 13.5021 | 58.658 | 0 | 0.25206 | 0.25206 | 0.030029 | 0.25206 | 0 | 0.31994 | 1.881 | 0 | 4.5565
2025-09-14 10:00 | 0.82357 | 56.4692 | -35.2703 | 18.862 | 0.93396 | 2.9702 | 0.37394 | 0.37394 | 0.37394 | 794.2899 | 0 | 0 | 0 | 2.9702 | 0.39362 | 0.37394 | 0 | 0 | 4.6636 | 3.8414 | 2.5765 | 0 | 2.5765 | 15.8067 | 68.6697 | 0 | 0.32407 | 0.32407 | 0.038608 | 0.32407 | 0 | 0.41133 | 2.3761 | 0 | 6.8115
2025-09-14 11:00 | 0.99768 | 61.2158 | -7.5392 | 4.7192 | 1.1399 | 3.6249 | 0.38809 | 0.38809 | 0.38809 | 934.0379 | 0.044199 | 0 | 0 | 3.6249 | 0.40852 | 0.38809 | 0 | 0 | 3.1722 | 5.9026 | 3.1722 | 0 | 3.1722 | 18.644 | 80.9959 | 0 | 0.33633 | 0.33633 | 0.040069 | 0.33633 | 0 | 0.4269 | 2.8999 | 0 | 9.5275
2025-09-14 12:00 | 0.92321 | 59.4789 | 22.8142 | 11.7621 | 1.053 | 3.3488 | 0.97344 | 0.97344 | 0.97344 | 344.0162 | 0.95362 | 0 | 0 | 3.3488 | 1.0247 | 0.97344 | 0 | 0 | 1.3705 | 6.0061 | 1.3705 | 0 | 1.3705 | 19.8698 | 86.3213 | 0 | 0.84344 | 0.84344 | 0.10048 | 0.84344 | 0 | 1.0708 | 2.679 | 0 | 9.3549
2025-09-14 13:00 | 0.84034 | 52.1501 | 46.2978 | 26.5329 | 0.95565 | 3.0391 | 0.64494 | 0.64494 | 0.64494 | 471.2259 | 1.3738 | 0 | 0 | 3.0391 | 0.67889 | 0.64494 | 0 | 0 | 0.98645 | 6.0061 | 0.98645 | 0 | 0.98645 | 20.7521 | 90.1543 | 0 | 0.55881 | 0.55881 | 0.066575 | 0.55881 | 0 | 0.70944 | 2.4313 | 0 | 9.0453
2025-09-14 14:00 | 0.65886 | 41.749 | 62.2131 | 41.4631 | 0.74137 | 2.3577 | 0.61545 | 0.61545 | 0.61545 | 383.0818 | 0.99981 | 0 | 0 | 2.3577 | 0.64784 | 0.61545 | 0 | 0 | 0.71003 | 6.0061 | 0.71003 | 0 | 0.71003 | 21.3872 | 92.9133 | 0 | 0.53326 | 0.53326 | 0.06353 | 0.53326 | 0 | 0.67699 | 1.8861 | 0 | 8.3638
2025-09-14 15:00 | 0.47133 | 29.9087 | 73.588 | 56.4258 | 0.52076 | 1.6561 | 0.8239 | 0.8239 | 0.8239 | 201.0082 | 0.27778 | 0 | 0 | 1.6561 | 0.86727 | 0.8239 | 0 | 0 | 0.51106 | 6.0061 | 0.51106 | 0 | 0.51106 | 21.8443 | 94.8991 | 0 | 0.71387 | 0.71387 | 0.085048 | 0.71387 | 0 | 0.90629 | 1.3249 | 0 | 7.6623
2025-09-14 16:00 | 0.27543 | 17.4138 | 82.6375 | 71.3997 | 0.29294 | 0.9316 | 0.71881 | 0.71881 | 0.71881 | 129.6018 | 0 | 0 | 0 | 0.9316 | 0.75665 | 0.71881 | 0 | 0 | 0.36785 | 6.0061 | 0.17495 | 0 | 0.17495 | 22.0007 | 95.5789 | 0 | 0.62282 | 0.62282 | 0.0742 | 0.62282 | 0 | 0.7907 | 0.74528 | 0 | 6.9377
2025-09-14 17:00 | 0.074001 | 4.6695 | 90.6758 | 86.3779 | 0.060701 | 0.19304 | 0.55127 | 0.55127 | 0.55127 | 35.0173 | 0 | 1.1102e-16 | 0 | 0.19304 | 0.58029 | 0.55127 | 0 | 0 | 0.4032 | 6.0061 | 0 | 0.38725 | -0.38725 | 21.5678 | 93.698 | 0 | 0.47765 | 0.47765 | 0.056906 | 0.47765 | 0 | 0.6064 | 0.15443 | 0 | 6.1992
2025-09-14 18:00 | 0 | 0 | 98.599 | 90 | 0 | 0 | 0.92474 | 0.92474 | 0.92474 | 0 | 0 | 1.1102e-16 | 0 | 0 | 0.97341 | 0.92474 | 0 | 0 | 0.84252 | 6.0061 | 0 | 0.97341 | -0.97341 | 20.4795 | 88.9701 | 0 | 0.80124 | 0.80124 | 0.095457 | 0.80124 | 0 | 1.0172 | 0 | 0 | 6.0061
2025-09-14 19:00 | 0 | 0 | 107.2203 | 90 | 0 | 0 | 0.59303 | 0.59303 | 0.59303 | 0 | 0 | 1.1102e-16 | 0 | 0 | 0.62424 | 0.59303 | 0 | 0 | 1.6961 | 6.0061 | 0 | 0.62424 | -0.62424 | 19.7816 | 85.938 | 0 | 0.51383 | 0.51383 | 0.061216 | 0.51383 | 0 | 0.65233 | 0 | 0 | 6.0061
2025-09-14 20:00 | 0 | 0 | 117.5365 | 90 | 0 | 0 | 0.82838 | 0.82838 | 0.82838 | 0 | 0 | 1.1102e-16 | 0 | 0 | 0.87198 | 0.82838 | 0 | 0 | 2.0972 | 6.0061 | 0 | 0.87198 | -0.87198 | 18.8067 | 81.7027 | 0 | 0.71776 | 0.71776 | 0.085511 | 0.71776 | 0 | 0.91122 | 0 | 0 | 6.0061
2025-09-14 21:00 | 0 | 0 | 130.9896 | 90 | 0 | 0 | 0.72791 | 0.72791 | 0.72791 | 0 | 0 | 0 | 0 | 0 | 0.76622 | 0.72791 | 0 | 0 | 2.7134 | 6.0061 | 0 | 0.76622 | -0.76622 | 17.95 | 77.9811 | 0 | 0.6307 | 0.6307 | 0.075139 | 0.6307 | 0 | 0.8007 | 0 | 0 | 6.0061
2025-09-14 22:00 | 0 | 0 | 149.4635 | 90 | 0 | 0 | 0.7285 | 0.7285 | 0.7285 | 0 | 0 | 1.1102e-16 | 0 | 0 | 0.76684 | 0.7285 | 0 | 0 | 3.1936 | 6.0061 | 0 | 0.76684 | -0.76684 | 17.0926 | 74.2565 | 0 | 0.63121 | 0.63121 | 0.0752 | 0.63121 | 0 | 0.80135 | 0 | 0 | 6.0061
2025-09-14 23:00 | 0 | 0 | 173.6429 | 90 | 0 | 0 | 0.78946 | 0.78946 | 0.78946 | 0 | 0 | 1.1102e-16 | 0 | 0 | 0.83101 | 0.78946 | 0 | 0 | 3.6725 | 6.0061 | 0 | 0.83101 | -0.83101 | 16.1636 | 70.2201 | 0 | 0.68403 | 0.68403 | 0.081493 | 0.68403 | 0 | 0.86841 | 0 | 0 | 6.0061
2025-09-15 | 0 | 0 | -160.2101 | 90 | 0 | 0 | 0.25911 | 0.25911 | 0.25911 | 0 | 0 | 0 | 0 | 0 | 0.27275 | 0.25911 | 0 | 0 | 4.2081 | 6.0061 | 0 | 0.27275 | -0.27275 | 15.8586 | 68.8953 | 0 | 0.22455 | 0.22455 | 0.026752 | 0.22455 | 0 | 0.28502 | 0 | 0 | 6.0061
2025-09-15 01:00 | 0 | 0 | -138.7403 | 90 | 0 | 0 | 0.41443 | 0.41443 | 0.41443 | 0 | 0 | 0 | 0 | 0 | 0.43624 | 0.41443 | 0 | 0 | 4.2327 | 5.9491 | 0 | 0.43624 | -0.43624 | 15.3709 | 66.7765 | 0 | 0.35915 | 0.35915 | 0.042788 | 0.35915 | 0 | 0.45587 | 0 | 0 | 5.9491
2025-09-15 02:00 | 0 | 0 | -123.0954 | 90 | 0 | 0 | 0.34029 | 0.34029 | 0.34029 | 0 | 0 | 5.5511e-17 | 0 | 0 | 0.3582 | 0.34029 | 0 | 0 | 4.4856 | 5.5128 | 0 | 0.3582 | -0.3582 | 14.9704 | 65.0366 | 0 | 0.29491 | 0.29491 | 0.035134 | 0.29491 | 0 | 0.37432 | 0 | 0 | 5.5128
2025-09-15 03:00 | 0 | 0 | -111.5038 | 90 | 0 | 0 | 0.37348 | 0.37348 | 0.37348 | 0 | 0 | 5.5511e-17 | 0 | 0 | 0.39314 | 0.37348 | 0 | 0 | 4.6791 | 5.1546 | 0 | 0.39314 | -0.39314 | 14.5308 | 63.1271 | 0 | 0.32367 | 0.32367 | 0.038561 | 0.32367 | 0 | 0.41083 | 0 | 0 | 5.1546
2025-09-15 04:00 | 0 | 0 | -102.2294 | 90 | 0 | 0 | 0.27464 | 0.27464 | 0.27464 | 0 | 0 | 0 | 0 | 0 | 0.2891 | 0.27464 | 0 | 0 | 4.9205 | 4.7615 | 0 | 0.2891 | -0.2891 | 14.2076 | 61.7229 | 0 | 0.23801 | 0.23801 | 0.028356 | 0.23801 | 0 | 0.30211 | 0 | 0 | 4.7615
2025-09-15 05:00 | 0.0092048 | 0 | -94.0829 | 90 | 0 | 0 | 0.28869 | 0.28869 | 0.28869 | 0 | 0 | 5.5511e-17 | 0 | 0 | 0.30389 | 0.28869 | 0 | 0 | 5.0705 | 4.4724 | 0 | 0.30389 | -0.30389 | 13.8679 | 60.2469 | 0 | 0.25019 | 0.25019 | 0.029807 | 0.25019 | 0 | 0.31756 | 0 | 0 | 4.4724
2025-09-15 06:00 | 0.097015 | 11.1326 | -86.193 | 78.5457 | 0.093418 | 0.29709 | 0.37942 | 0.37942 | 0.37942 | 78.3007 | 0 | 0 | 0 | 0.29709 | 0.39939 | 0.37942 | 0 | 0 | 5.143 | 4.1685 | 0 | 0.1023 | -0.1023 | 13.7535 | 59.75 | 0 | 0.32881 | 0.32881 | 0.039173 | 0.32881 | 0 | 0.41736 | 0.23767 | 0 | 4.4656
2025-09-15 07:00 | 0.27945 | 23.7743 | -77.7371 | 63.5634 | 0.28892 | 0.91881 | 0.35825 | 0.35825 | 0.35825 | 256.4731 | 0 | 0 | 0 | 0.91881 | 0.3771 | 0.35825 | 0 | 0 | 5.143 | 4.0662 | 0.54171 | 0 | 0.54171 | 14.238 | 61.8549 | 0 | 0.31047 | 0.31047 | 0.036988 | 0.31047 | 0 | 0.39407 | 0.73505 | 0 | 4.985
2025-09-15 08:00 | 0.49859 | 35.969 | -67.6545 | 48.5864 | 0.5477 | 1.7418 | 0.45292 | 0.45292 | 0.45292 | 384.566 | 0 | 0 | 0 | 1.7418 | 0.47676 | 0.45292 | 0 | 0 | 4.8123 | 4.4996 | 1.265 | 0 | 1.265 | 15.3695 | 66.7704 | 0 | 0.39252 | 0.39252 | 0.046763 | 0.39252 | 0 | 0.49822 | 1.3934 | 0 | 6.2413
2025-09-15 09:00 | 0.61294 | 47.1524 | -54.2407 | 33.6238 | 0.67544 | 2.148 | 0.25004 | 0.25004 | 0.25004 | 859.0736 | 0 | 0 | 0 | 2.148 | 0.2632 | 0.25004 | 0 | 0 | 3.9478 | 5.5116 | 1.8848 | 0 | 1.8848 | 17.0553 | 74.0943 | 0 | 0.21669 | 0.21669 | 0.025815 | 0.21669 | 0 | 0.27504 | 1.7184 | 0 | 7.6596
2025-09-15 10:00 | 0.92358 | 56.1655 | -34.7694 | 18.7114 | 1.0574 | 3.3629 | 0.38857 | 0.38857 | 0.38857 | 865.4533 | 0.18337 | 0 | 0 | 3.3629 | 0.40902 | 0.38857 | 0 | 0 | 2.7705 | 6.0061 | 2.7705 | 0 | 2.7705 | 19.5333 | 84.8595 | 0 | 0.33674 | 0.33674 | 0.040118 | 0.33674 | 0 | 0.42742 | 2.6903 | 0 | 9.369
2025-09-15 11:00 | 1.0151 | 60.8277 | -7.2564 | 4.398 | 1.1648 | 3.7043 | 0.26362 | 0.26362 | 0.26362 | 1405.173 | 2.3349 | 0 | 0 | 3.7043 | 0.27749 | 0.26362 | 0 | 0 | 1.0919 | 6.0061 | 1.0919 | 0 | 1.0919 | 20.5099 | 89.1022 | 0 | 0.22846 | 0.22846 | 0.027217 | 0.22846 | 0 | 0.28998 | 2.9634 | 0 | 9.7104
2025-09-15 12:00 | 0.96528 | 59.0697 | 22.7283 | 11.7582 | 1.1064 | 3.5186 | 0.46197 | 0.46197 | 0.46197 | 761.6572 | 2.2464 | 0 | 0 | 3.5186 | 0.48629 | 0.46197 | 0 | 0 | 0.7859 | 6.0061 | 0.7859 | 0 | 0.7859 | 21.2128 | 92.156 | 0 | 0.40028 | 0.40028 | 0.047687 | 0.40028 | 0 | 0.50817 | 2.8149 | 0 | 9.5248
2025-09-15 13:00 | 0.75146 | 51.7765 | 46.0176 | 26.5866 | 0.85104 | 2.7065 | 0.95616 | 0.95616 | 0.95616 | 283.0547 | 1.1343 | 0 | 0 | 2.7065 | 1.0065 | 0.95616 | 0 | 0 | 0.56568 | 6.0061 | 0.56568 | 0 | 0.56568 | 21.7188 | 94.354 | 0 | 0.82847 | 0.82847 | 0.098701 | 0.82847 | 0 | 1.0518 | 2.1652 | 0 | 8.7126
2025-09-15 14:00 | 0.63479 | 41.4149 | 61.8918 | 41.5343 | 0.71539 | 2.2751 | 0.64862 | 0.64862 | 0.64862 | 350.7538 | 1.1851 | 0 | 0 | 2.2751 | 0.68276 | 0.64862 | 0 | 0 | 0.40716 | 6.0061 | 0.40716 | 0 | 0.40716 | 22.083 | 95.9362 | 0 | 0.562 | 0.562 | 0.066955 | 0.562 | 0 | 0.71349 | 1.8201 | 0 | 8.2812
2025-09-15 15:00 | 0.30612 | 29.6013 | 73.2728 | 56.5062 | 0.31028 | 0.98676 | 0.63209 | 0.63209 | 0.63209 | 156.1089 | 0.028325 | 0 | 0 | 0.98676 | 0.66536 | 0.63209 | 0 | 0 | 0.29307 | 6.0061 | 0.29307 | 0 | 0.29307 | 22.3451 | 97.0749 | 0 | 0.54768 | 0.54768 | 0.065248 | 0.54768 | 0 | 0.6953 | 0.7894 | 0 | 6.9929
2025-09-15 16:00 | 0.21994 | 17.1206 | 82.335 | 71.4866 | 0.228 | 0.72508 | 0.73156 | 0.73156 | 0.73156 | 99.1136 | 0 | 0 | 0 | 0.72508 | 0.77007 | 0.73156 | 0 | 0 | 0.21094 | 6.0061 | 0 | 0.044988 | -0.044988 | 22.2948 | 96.8564 | 0 | 0.63386 | 0.63386 | 0.075516 | 0.63386 | 0 | 0.80472 | 0.58006 | 0 | 6.7312
2025-09-15 17:00 | 0.03341 | 4.3803 | 90.3821 | 86.4703 | 0.031262 | 0.099419 | 0.5279 | 0.5279 | 0.5279 | 18.8331 | 0 | 1.1102e-16 | 0 | 0.099419 | 0.55568 | 0.5279 | 0 | 0 | 0.34356 | 6.0061 | 0 | 0.45626 | -0.45626 | 21.7847 | 94.6403 | 0 | 0.4574 | 0.4574 | 0.054493 | 0.4574 | 0 | 0.58069 | 0.079536 | 0 | 6.1056
2025-09-15 18:00 | 0 | 0 | 98.3083 | 90 | 0 | 0 | 0.57501 | 0.57501 | 0.57501 | 0 | 0 | 0 | 0 | 0 | 0.60527 | 0.57501 | 0 | 0 | 0.78622 | 6.0061 | 0 | 0.60527 | -0.60527 | 21.108 | 91.7004 | 0 | 0.49822 | 0.49822 | 0.059356 | 0.49822 | 0 | 0.63251 | 0 | 0 | 6.0061
2025-09-15 19:00 | 0 | 0 | 106.9291 | 90 | 0 | 0 | 0.765 | 0.765 | 0.765 | 0 | 0 | 1.1102e-16 | 0 | 0 | 0.80527 | 0.765 | 0 | 0 | 1.2733 | 6.0061 | 0 | 0.80527 | -0.80527 | 20.2077 | 87.7891 | 0 | 0.66284 | 0.66284 | 0.078968 | 0.66284 | 0 | 0.8415 | 0 | 0 | 6.0061
2025-09-15 20:00 | 0 | 0 | 117.2493 | 90 | 0 | 0 | 0.7272 | 0.7272 | 0.7272 | 0 | 0 | 1.1102e-16 | 0 | 0 | 0.76548 | 0.7272 | 0 | 0 | 1.8777 | 6.0061 | 0 | 0.76548 | -0.76548 | 19.3518 | 84.0711 | 0 | 0.63009 | 0.63009 | 0.075066 | 0.63009 | 0 | 0.79992 | 0 | 0 | 6.0061
2025-09-15 21:00 | 0 | 0 | 130.7337 | 90 | 0 | 0 | 0.84775 | 0.84775 | 0.84775 | 0 | 0 | 1.1102e-16 | 0 | 0 | 0.89237 | 0.84775 | 0 | 0 | 2.3885 | 6.0061 | 0 | 0.89237 | -0.89237 | 18.3541 | 79.7367 | 0 | 0.73454 | 0.73454 | 0.08751 | 0.73454 | 0 | 0.93253 | 0 | 0 | 6.0061
2025-09-15 22:00 | 0 | 0 | 149.32 | 90 | 0 | 0 | 0.54764 | 0.54764 | 0.54764 | 0 | 0 | 0 | 0 | 0 | 0.57646 | 0.54764 | 0 | 0 | 2.9938 | 6.0061 | 0 | 0.57646 | -0.57646 | 17.7096 | 76.9368 | 0 | 0.47451 | 0.47451 | 0.056531 | 0.47451 | 0 | 0.60241 | 0 | 0 | 6.0061
2025-09-15 23:00 | 0 | 0 | 173.741 | 90 | 0 | 0 | 0.37738 | 0.37738 | 0.37738 | 0 | 0 | 5.5511e-17 | 0 | 0 | 0.39725 | 0.37738 | 0 | 0 | 3.2877 | 6.0061 | 0 | 0.39725 | -0.39725 | 17.2655 | 75.0073 | 0 | 0.32698 | 0.32698 | 0.038956 | 0.32698 | 0 | 0.41512 | 0 | 0 | 6.0061
2025-09-16 | 0 | 0 | -159.8561 | 90 | 0 | 0 | 0.35233 | 0.35233 | 0.35233 | 0 | 0 | 5.5511e-17 | 0 | 0 | 0.37087 | 0.35233 | 0 | 0 | 3.4575 | 6.0061 | 0 | 0.37087 | -0.37087 | 16.8508 | 73.2059 | 0 | 0.30534 | 0.30534 | 0.036377 | 0.30534 | 0 | 0.38756 | 0 | 0 | 6.0061
2025-09-16 01:00 | 0 | 0 | -138.2884 | 90 | 0 | 0 | 0.52819 | 0.52819 | 0.52819 | 0 | 0 | 0 | 0 | 0 | 0.55599 | 0.52819 | 0 | 0 | 3.6472 | 6.0061 | 0 | 0.55599 | -0.55599 | 16.2292 | 70.5054 | 0 | 0.45774 | 0.45774 | 0.054534 | 0.45774 | 0 | 0.58101 | 0 | 0 | 6.0061
2025-09-16 02:00 | 0 | 0 | -122.6477 | 90 | 0 | 0 | 0.2738 | 0.2738 | 0.2738 | 0 | 0 | 5.5511e-17 | 0 | 0 | 0.28821 | 0.2738 | 0 | 0 | 4.0261 | 6.0061 | 0 | 0.28821 | -0.28821 | 15.907 | 69.1055 | 0 | 0.23728 | 0.23728 | 0.028269 | 0.23728 | 0 | 0.30118 | 0 | 0 | 6.0061
2025-09-16 03:00 | 0 | 0 | -111.0834 | 90 | 0 | 0 | 0.34196 | 0.34196 | 0.34196 | 0 | 0 | 0 | 0 | 0 | 0.35996 | 0.34196 | 0 | 0 | 4.1464 | 5.9923 | 0 | 0.35996 | -0.35996 | 15.5045 | 67.3572 | 0 | 0.29635 | 0.29635 | 0.035306 | 0.29635 | 0 | 0.37616 | 0 | 0 | 5.9923
2025-09-16 04:00 | 0 | 0 | -101.8304 | 90 | 0 | 0 | 0.24955 | 0.24955 | 0.24955 | 0 | 0 | 0 | 0 | 0 | 0.26268 | 0.24955 | 0 | 0 | 4.3643 | 5.6324 | 0 | 0.26268 | -0.26268 | 15.2109 | 66.0813 | 0 | 0.21626 | 0.21626 | 0.025765 | 0.21626 | 0 | 0.2745 | 0 | 0 | 5.6324
2025-09-16 05:00 | 0.0099082 | 0 | -93.6918 | 90 | 0 | 0 | 0.28212 | 0.28212 | 0.28212 | 0 | 0 | 0 | 0 | 0 | 0.29697 | 0.28212 | 0 | 0 | 4.4985 | 5.3697 | 0 | 0.29697 | -0.29697 | 14.8788 | 64.6388 | 0 | 0.2445 | 0.2445 | 0.029128 | 0.2445 | 0 | 0.31034 | 0 | 0 | 5.3697
2025-09-16 06:00 | 0.099462 | 11.0012 | -85.7947 | 78.4483 | 0.096434 | 0.30668 | 0.29017 | 0.29017 | 0.29017 | 105.6883 | 0 | 0 | 0 | 0.30668 | 0.30544 | 0.29017 | 0 | 0 | 4.6799 | 5.0727 | 0.0012337 | 0 | 0.0012337 | 14.8799 | 64.6436 | 0 | 0.25147 | 0.25147 | 0.029959 | 0.25147 | 0 | 0.31919 | 0.24534 | 0 | 5.3794
2025-09-16 07:00 | 0.076404 | 23.6299 | -77.3153 | 63.461 | 0.072245 | 0.22975 | 0.24207 | 0.24207 | 0.24207 | 94.9128 | 0 | 0 | 0 | 0.22975 | 0.25481 | 0.24207 | 0 | 0 | 4.596 | 5.0737 | 0 | 0.025055 | -0.025055 | 14.8519 | 64.5219 | 0 | 0.20978 | 0.20978 | 0.024993 | 0.20978 | 0 | 0.26627 | 0.1838 | 0 | 5.3035
2025-09-16 08:00 | 0.16428 | 35.7953 | -67.1929 | 48.4776 | 0.15573 | 0.49525 | 0.27043 | 0.27043 | 0.27043 | 183.1371 | 0 | 0 | 0 | 0.49525 | 0.28466 | 0.27043 | 0 | 0 | 4.5823 | 5.0486 | 0.21059 | 0 | 0.21059 | 15.0403 | 65.3402 | 0 | 0.23436 | 0.23436 | 0.027921 | 0.23436 | 0 | 0.29747 | 0.3962 | 0 | 5.5439
2025-09-16 09:00 | 0.28132 | 46.9263 | -53.7347 | 33.5045 | 0.26894 | 0.85527 | 0.43102 | 0.43102 | 0.43102 | 198.4305 | 0 | 0 | 0 | 0.85527 | 0.4537 | 0.43102 | 0 | 0 | 4.4115 | 5.2171 | 0.40157 | 0 | 0.40157 | 15.3994 | 66.9006 | 0 | 0.37353 | 0.37353 | 0.044501 | 0.37353 | 0 | 0.47412 | 0.68422 | 0 | 6.0724
2025-09-16 10:00 | 0.1957 | 55.8593 | -34.2753 | 18.5679 | 0.18536 | 0.58946 | 0.16408 | 0.16408 | 0.16408 | 359.2446 | 0 | 0 | 0 | 0.58946 | 0.17272 | 0.16408 | 0 | 0 | 4.1408 | 5.5384 | 0.41674 | 0 | 0.41674 | 15.7722 | 68.5199 | 0 | 0.1422 | 0.1422 | 0.016941 | 0.1422 | 0 | 0.18049 | 0.47157 | 0 | 6.1278
2025-09-16 11:00 | 0.49208 | 60.4384 | -6.9794 | 4.0923 | 0.49351 | 1.5694 | 0.50042 | 0.50042 | 0.50042 | 313.6221 | 0 | 0 | 0 | 1.5694 | 0.52676 | 0.50042 | 0 | 0 | 3.899 | 5.8718 | 1.0427 | 0 | 1.0427 | 16.7048 | 72.5715 | 0 | 0.43368 | 0.43368 | 0.051667 | 0.43368 | 0 | 0.55046 | 1.2555 | 0 | 7.4412
2025-09-16 12:00 | 0.71457 | 58.6597 | 22.6445 | 11.7686 | 0.79308 | 2.5221 | 0.86769 | 0.86769 | 0.86769 | 290.6705 | 0 | 0 | 0 | 2.5221 | 0.91336 | 0.86769 | 0 | 0 | 3.2273 | 6.0061 | 1.6088 | 0 | 1.6088 | 18.1437 | 78.8227 | 0 | 0.75181 | 0.75181 | 0.089568 | 0.75181 | 0 | 0.95446 | 2.0177 | 0 | 8.5283
2025-09-16 13:00 | 0.72681 | 51.4015 | 45.7416 | 26.6463 | 0.82305 | 2.6174 | 0.80462 | 0.80462 | 0.80462 | 325.3016 | 0 | 0 | 0 | 2.6174 | 0.84696 | 0.80462 | 0 | 0 | 2.2351 | 6.0061 | 1.7705 | 0 | 1.7705 | 19.7273 | 85.7022 | 0 | 0.69716 | 0.69716 | 0.083057 | 0.69716 | 0 | 0.88508 | 2.0939 | 0 | 8.6236
2025-09-16 14:00 | 0.39724 | 41.0792 | 61.5733 | 41.609 | 0.40312 | 1.282 | 0.93252 | 0.93252 | 0.93252 | 137.4772 | 0 | 0 | 0 | 1.282 | 0.9816 | 0.93252 | 0 | 0 | 1.2343 | 6.0061 | 0.3004 | 0 | 0.3004 | 19.996 | 86.8694 | 0 | 0.80798 | 0.80798 | 0.09626 | 0.80798 | 0 | 1.0258 | 1.0256 | 0 | 7.2882
2025-09-16 15:00 | 0.43696 | 29.2924 | 72.9591 | 56.5889 | 0.48461 | 1.5411 | 0.32603 | 0.32603 | 0.32603 | 472.7021 | 0 | 0 | 0 | 1.5411 | 0.34318 | 0.32603 | 0 | 0 | 1.3554 | 6.0061 | 1.1979 | 0 | 1.1979 | 21.0674 | 91.5243 | 0 | 0.28249 | 0.28249 | 0.033654 | 0.28249 | 0 | 0.35863 | 1.2329 | 0 | 7.5473
2025-09-16 16:00 | 0.16719 | 16.8263 | 82.0331 | 71.5749 | 0.1659 | 0.52759 | 0.5666 | 0.5666 | 0.5666 | 93.1158 | 0 | 0 | 0 | 0.52759 | 0.59642 | 0.5666 | 0 | 0 | 0.68009 | 6.0061 | 0 | 0.068827 | -0.068827 | 20.9905 | 91.19 | 0 | 0.49093 | 0.49093 | 0.058488 | 0.49093 | 0 | 0.62326 | 0.42208 | 0 | 6.5337
2025-09-16 17:00 | 0.021337 | 4.0904 | 90.0881 | 86.5632 | 0.020085 | 0.063874 | 0.86232 | 0.86232 | 0.86232 | 7.4072 | 0 | 1.1102e-16 | 0 | 0.063874 | 0.90771 | 0.86232 | 0 | 0 | 0.97041 | 6.0061 | 0 | 0.84383 | -0.84383 | 20.047 | 87.0914 | 0 | 0.74716 | 0.74716 | 0.089014 | 0.74716 | 0 | 0.94855 | 0.051099 | 0 | 6.07
2025-09-16 18:00 | 0 | 0 | 98.0166 | 90 | 0 | 0 | 0.44673 | 0.44673 | 0.44673 | 0 | 0 | 0 | 0 | 0 | 0.47025 | 0.44673 | 0 | 0 | 1.8167 | 6.0061 | 0 | 0.47025 | -0.47025 | 19.5213 | 84.8073 | 0 | 0.38707 | 0.38707 | 0.046114 | 0.38707 | 0 | 0.49141 | 0 | 0 | 6.0061
2025-09-16 19:00 | 0 | 0 | 106.6363 | 90 | 0 | 0 | 0.7764 | 0.7764 | 0.7764 | 0 | 0 | 0 | 0 | 0 | 0.81726 | 0.7764 | 0 | 0 | 2.1472 | 6.0061 | 0 | 0.81726 | -0.81726 | 18.6076 | 80.8378 | 0 | 0.67271 | 0.67271 | 0.080145 | 0.67271 | 0 | 0.85404 | 0 | 0 | 6.0061
2025-09-16 20:00 | 0 | 0 | 116.9595 | 90 | 0 | 0 | 0.96625 | 0.96625 | 0.96625 | 0 | 0 | 0 | 0 | 0 | 1.0171 | 0.96625 | 0 | 0 | 2.7678 | 6.0061 | 0 | 1.0171 | -1.0171 | 17.4704 | 75.8976 | 0 | 0.83721 | 0.83721 | 0.099742 | 0.83721 | 0 | 1.0629 | 0 | 0 | 6.0061
2025-09-16 21:00 | 0 | 0 | 130.4744 | 90 | 0 | 0 | 0.53705 | 0.53705 | 0.53705 | 0 | 0 | 0 | 0 | 0 | 0.56531 | 0.53705 | 0 | 0 | 3.5047 | 6.0061 | 0 | 0.56531 | -0.56531 | 16.8384 | 73.1518 | 0 | 0.46532 | 0.46532 | 0.055437 | 0.46532 | 0 | 0.59075 | 0 | 0 | 6.0061
2025-09-16 22:00 | 0 | 0 | 149.1739 | 90 | 0 | 0 | 0.48718 | 0.48718 | 0.48718 | 0 | 0 | 0 | 0 | 0 | 0.51282 | 0.48718 | 0 | 0 | 3.7781 | 6.0061 | 0 | 0.51282 | -0.51282 | 16.265 | 70.6609 | 0 | 0.42212 | 0.42212 | 0.05029 | 0.42212 | 0 | 0.5359 | 0 | 0 | 6.0061
2025-09-16 23:00 | 0 | 0 | 173.8416 | 90 | 0 | 0 | 0.70017 | 0.70017 | 0.70017 | 0 | 0 | 1.1102e-16 | 0 | 0 | 0.73702 | 0.70017 | 0 | 0 | 4.0485 | 6.0061 | 0 | 0.73702 | -0.73702 | 15.441 | 67.0811 | 0 | 0.60666 | 0.60666 | 0.072276 | 0.60666 | 0 | 0.77019 | 0 | 0 | 6.0061
2025-09-17 | 0 | 0 | -159.4952 | 90 | 0 | 0 | 0.41632 | 0.41632 | 0.41632 | 0 | 0 | 0 | 0 | 0 | 0.43823 | 0.41632 | 0 | 0 | 4.5476 | 5.5755 | 0 | 0.43823 | -0.43823 | 14.951 | 64.9526 | 0 | 0.3608 | 0.3608 | 0.042984 | 0.3608 | 0 | 0.45796 | 0 | 0 | 5.5755
2025-09-17 01:00 | 0 | 0 | -137.8308 | 90 | 0 | 0 | 0.29498 | 0.29498 | 0.29498 | 0 | 0 | 5.5511e-17 | 0 | 0 | 0.31051 | 0.29498 | 0 | 0 | 4.756 | 5.1373 | 0 | 0.31051 | -0.31051 | 14.6039 | 63.4444 | 0 | 0.25564 | 0.25564 | 0.030456 | 0.25564 | 0 | 0.32448 | 0 | 0 | 5.1373
2025-09-17 02:00 | 0 | 0 | -122.1965 | 90 | 0 | 0 | 0.37132 | 0.37132 | 0.37132 | 0 | 0 | 0 | 0 | 0 | 0.39086 | 0.37132 | 0 | 0 | 4.8861 | 4.8268 | 0 | 0.39086 | -0.39086 | 14.1669 | 61.5459 | 0 | 0.32179 | 0.32179 | 0.038337 | 0.32179 | 0 | 0.40845 | 0 | 0 | 4.8268
2025-09-17 03:00 | 0 | 0 | -110.661 | 90 | 0 | 0 | 0.22048 | 0.22048 | 0.22048 | 0 | 0 | 2.7756e-17 | 0 | 0 | 0.23208 | 0.22048 | 0 | 0 | 5.1238 | 4.4359 | 0 | 0.23208 | -0.23208 | 13.9074 | 60.4187 | 0 | 0.19107 | 0.19107 | 0.022764 | 0.19107 | 0 | 0.24253 | 0 | 0 | 4.4359
2025-09-17 04:00 | 0 | 0 | -101.4301 | 90 | 0 | 0 | 0.3389 | 0.3389 | 0.3389 | 0 | 0 | 0 | 0 | 0 | 0.35673 | 0.3389 | 0 | 0 | 5.143 | 4.2039 | 0 | 0.35673 | -0.35673 | 13.5086 | 58.686 | 0 | 0.2937 | 0.2937 | 0.03499 | 0.2937 | 0 | 0.37279 | 0 | 0 | 4.2039
2025-09-17 05:00 | 0.0061982 | 0 | -93.3 | 90 | 0 | 0 | 0.25154 | 0.25154 | 0.25154 | 0 | 0 | 5.5511e-17 | 0 | 0 | 0.26478 | 0.25154 | 0 | 0 | 5.143 | 3.8471 | 0 | 0.26478 | -0.26478 | 13.2125 | 57.3999 | 0 | 0.21799 | 0.21799 | 0.025971 | 0.21799 | 0 | 0.27669 | 0 | 0 | 3.8471
2025-09-17 06:00 | 0.11653 | 10.8691 | -85.3961 | 78.3513 | 0.11616 | 0.3694 | 0.2721 | 0.2721 | 0.2721 | 135.7578 | 0 | 0 | 0 | 0.3694 | 0.28642 | 0.2721 | 0 | 0 | 5.143 | 3.5823 | 0.082976 | 0 | 0.082976 | 13.2867 | 57.7223 | 0 | 0.23581 | 0.23581 | 0.028093 | 0.23581 | 0 | 0.29931 | 0.29552 | 0 | 3.9517
2025-09-17 07:00 | 0.18607 | 23.4842 | -76.8937 | 63.3598 | 0.18042 | 0.57376 | 0.30659 | 0.30659 | 0.30659 | 187.1445 | 0 | 0 | 0 | 0.57376 | 0.32272 | 0.30659 | 0 | 0 | 5.143 | 3.6487 | 0.25104 | 0 | 0.25104 | 13.5113 | 58.6978 | 0 | 0.2657 | 0.2657 | 0.031654 | 0.2657 | 0 | 0.33725 | 0.45901 | 0 | 4.2225
2025-09-17 08:00 | 0.34384 | 35.6196 | -66.7326 | 48.371 | 0.34735 | 1.1046 | 0.1955 | 0.1955 | 0.1955 | 565.0126 | 0 | 0 | 0 | 1.1046 | 0.20579 | 0.1955 | 0 | 0 | 5.143 | 3.8495 | 0.89883 | 0 | 0.89883 | 14.3152 | 62.1904 | 0 | 0.16943 | 0.16943 | 0.020185 | 0.16943 | 0 | 0.21505 | 0.8837 | 0 | 4.9542
2025-09-17 09:00 | 0.71535 | 46.6978 | -53.232 | 33.3891 | 0.81858 | 2.6032 | 0.29843 | 0.29843 | 0.29843 | 872.3086 | 0 | 0 | 0 | 2.6032 | 0.31414 | 0.29843 | 0 | 0 | 4.6333 | 4.5686 | 2.2891 | 0 | 2.2891 | 16.3626 | 71.0851 | 0 | 0.25863 | 0.25863 | 0.030812 | 0.25863 | 0 | 0.32827 | 2.0826 | 0 | 7.1718
2025-09-17 10:00 | 0.67344 | 55.5507 | -33.7881 | 18.432 | 0.74483 | 2.3687 | 0.46875 | 0.46875 | 0.46875 | 505.3163 | 0 | 0 | 0 | 2.3687 | 0.49342 | 0.46875 | 0 | 0 | 3.1105 | 6.0061 | 1.8753 | 0 | 1.8753 | 18.0399 | 78.3718 | 0 | 0.40623 | 0.40623 | 0.048397 | 0.40623 | 0 | 0.51563 | 1.8949 | 0 | 8.3748
2025-09-17 11:00 | 0.69675 | 60.0478 | -6.7085 | 3.8062 | 0.768 | 2.4424 | 0.24846 | 0.24846 | 0.24846 | 982.991 | 0.08085 | 0 | 0 | 2.4424 | 0.26154 | 0.24846 | 0 | 0 | 2.1 | 6.0061 | 2.1 | 0 | 2.1 | 19.9182 | 86.5317 | 0 | 0.21532 | 0.21532 | 0.025653 | 0.21532 | 0 | 0.27331 | 1.9539 | 0 | 8.4485
2025-09-17 12:00 | 0.7029 | 58.2489 | 22.5627 | 11.7935 | 0.78023 | 2.4813 | 0.65851 | 0.65851 | 0.65851 | 376.8011 | 0.81683 | 0 | 0 | 2.4813 | 0.69317 | 0.65851 | 0 | 0 | 0.97128 | 6.0061 | 0.97128 | 0 | 0.97128 | 20.787 | 90.3058 | 0 | 0.57057 | 0.57057 | 0.067975 | 0.57057 | 0 | 0.72436 | 1.985 | 0 | 8.4874
2025-09-17 13:00 | 0.53213 | 51.0252 | 45.4698 | 26.712 | 0.55963 | 1.7797 | 0.68833 | 0.68833 | 0.68833 | 258.5572 | 0.35606 | 0 | 0 | 1.7797 | 0.72455 | 0.68833 | 0 | 0 | 0.69911 | 6.0061 | 0.69911 | 0 | 0.69911 | 21.4123 | 93.0223 | 0 | 0.5964 | 0.5964 | 0.071053 | 0.5964 | 0 | 0.75716 | 1.4238 | 0 | 7.7859
2025-09-17 14:00 | 0.38933 | 40.742 | 61.2577 | 41.6871 | 0.39463 | 1.255 | 0.70627 | 0.70627 | 0.70627 | 177.6936 | 0.008354 | 0 | 0 | 1.255 | 0.74344 | 0.70627 | 0 | 0 | 0.5032 | 6.0061 | 0.5032 | 0 | 0.5032 | 21.8623 | 94.9776 | 0 | 0.61195 | 0.61195 | 0.072906 | 0.61195 | 0 | 0.7769 | 1.004 | 0 | 7.2611
2025-09-17 15:00 | 0.39067 | 28.9823 | 72.6468 | 56.6737 | 0.42608 | 1.355 | 0.35385 | 0.35385 | 0.35385 | 382.9278 | 0.62033 | 0 | 0 | 1.355 | 0.37248 | 0.35385 | 0 | 0 | 0.36219 | 6.0061 | 0.36219 | 0 | 0.36219 | 22.1863 | 96.385 | 0 | 0.3066 | 0.3066 | 0.036527 | 0.3066 | 0 | 0.38924 | 1.084 | 0 | 7.3612
2025-09-17 16:00 | 0.23036 | 16.531 | 81.7316 | 71.6643 | 0.2469 | 0.78518 | 0.30458 | 0.30458 | 0.30458 | 257.7915 | 0.20387 | 0 | 0 | 0.78518 | 0.32061 | 0.30458 | 0 | 0 | 0.2607 | 6.0061 | 0.2607 | 0 | 0.2607 | 22.4195 | 97.398 | 0 | 0.2639 | 0.2639 | 0.03144 | 0.2639 | 0 | 0.33504 | 0.62814 | 0 | 6.7913
2025-09-17 17:00 | 0.06681 | 3.7998 | 89.7939 | 86.6564 | 0.060285 | 0.19172 | 0.8411 | 0.8411 | 0.8411 | 22.7934 | 0 | 0 | 0 | 0.19172 | 0.88537 | 0.8411 | 0 | 0 | 0.18765 | 6.0061 | 0 | 0.69365 | -0.69365 | 21.6439 | 94.0288 | 0 | 0.72877 | 0.72877 | 0.086823 | 0.72877 | 0 | 0.92521 | 0.15337 | 0 | 6.1979
2025-09-17 18:00 | 0 | 0 | 97.7241 | 90 | 0 | 0 | 0.71358 | 0.71358 | 0.71358 | 0 | 0 | 1.1102e-16 | 0 | 0 | 0.75114 | 0.71358 | 0 | 0 | 0.89191 | 6.0061 | 0 | 0.75114 | -0.75114 | 20.8041 | 90.3804 | 0 | 0.61829 | 0.61829 | 0.07366 | 0.61829 | 0 | 0.78494 | 0 | 0 | 6.0061
2025-09-17 19:00 | 0 | 0 | 106.3418 | 90 | 0 | 0 | 0.58336 | 0.58336 | 0.58336 | 0 | 0 | 1.1102e-16 | 0 | 0 | 0.61406 | 0.58336 | 0 | 0 | 1.4945 | 6.0061 | 0 | 0.61406 | -0.61406 | 20.1176 | 87.3978 | 0 | 0.50545 | 0.50545 | 0.060218 | 0.50545 | 0 | 0.6417 | 0 | 0 | 6.0061
2025-09-17 20:00 | 0 | 0 | 116.6671 | 90 | 0 | 0 | 0.62083 | 0.62083 | 0.62083 | 0 | 0 | 0 | 0 | 0 | 0.65351 | 0.62083 | 0 | 0 | 1.8981 | 6.0061 | 0 | 0.65351 | -0.65351 | 19.3869 | 84.2237 | 0 | 0.53792 | 0.53792 | 0.064086 | 0.53792 | 0 | 0.68292 | 0 | 0 | 6.0061
2025-09-17 21:00 | 0 | 0 | 130.2116 | 90 | 0 | 0 | 0.65983 | 0.65983 | 0.65983 | 0 | 0 | 1.1102e-16 | 0 | 0 | 0.69456 | 0.65983 | 0 | 0 | 2.3252 | 6.0061 | 0 | 0.69456 | -0.69456 | 18.6104 | 80.8501 | 0 | 0.57171 | 0.57171 | 0.068111 | 0.57171 | 0 | 0.72581 | 0 | 0 | 6.0061
2025-09-17 22:00 | 0 | 0 | 149.0251 | 90 | 0 | 0 | 0.68931 | 0.68931 | 0.68931 | 0 | 0 | 1.1102e-16 | 0 | 0 | 0.72559 | 0.68931 | 0 | 0 | 2.7777 | 6.0061 | 0 | 0.72559 | -0.72559 | 17.7992 | 77.3258 | 0 | 0.59726 | 0.59726 | 0.071155 | 0.59726 | 0 | 0.75825 | 0 | 0 | 6.0061
2025-09-17 23:00 | 0 | 0 | 173.9446 | 90 | 0 | 0 | 0.71538 | 0.71538 | 0.71538 | 0 | 0 | 0 | 0 | 0 | 0.75303 | 0.71538 | 0 | 0 | 3.2467 | 6.0061 | 0 | 0.75303 | -0.75303 | 16.9572 | 73.6682 | 0 | 0.61984 | 0.61984 | 0.073846 | 0.61984 | 0 | 0.78692 | 0 | 0 | 6.0061
2025-09-18 | 0 | 0 | -159.1274 | 90 | 0 | 0 | 0.4801 | 0.4801 | 0.4801 | 0 | 0 | 1.1102e-16 | 0 | 0 | 0.50537 | 0.4801 | 0 | 0 | 3.7306 | 6.0061 | 0 | 0.50537 | -0.50537 | 16.3922 | 71.2136 | 0 | 0.41607 | 0.41607 | 0.049569 | 0.41607 | 0 | 0.52811 | 0 | 0 | 6.0061
2025-09-18 01:00 | 0 | 0 | -137.3677 | 90 | 0 | 0 | 0.37712 | 0.37712 | 0.37712 | 0 | 0 | 5.5511e-17 | 0 | 0 | 0.39697 | 0.37712 | 0 | 0 | 3.9839 | 6.0061 | 0 | 0.39697 | -0.39697 | 15.9484 | 69.2854 | 0 | 0.32682 | 0.32682 | 0.038937 | 0.32682 | 0 | 0.41484 | 0 | 0 | 6.0061
2025-09-18 02:00 | 0 | 0 | -121.7421 | 90 | 0 | 0 | 0.43556 | 0.43556 | 0.43556 | 0 | 0 | 5.5511e-17 | 0 | 0 | 0.45849 | 0.43556 | 0 | 0 | 4.1744 | 6.0061 | 0 | 0.45849 | -0.45849 | 15.4358 | 67.0585 | 0 | 0.37747 | 0.37747 | 0.04497 | 0.37747 | 0 | 0.47912 | 0 | 0 | 6.0061
2025-09-18 03:00 | 0 | 0 | -110.2368 | 90 | 0 | 0 | 0.30471 | 0.30471 | 0.30471 | 0 | 0 | 5.5511e-17 | 0 | 0 | 0.32075 | 0.30471 | 0 | 0 | 4.452 | 5.5709 | 0 | 0.32075 | -0.32075 | 15.0772 | 65.5006 | 0 | 0.26407 | 0.26407 | 0.03146 | 0.26407 | 0 | 0.33518 | 0 | 0 | 5.5709
2025-09-18 04:00 | 0 | 0 | -101.0288 | 90 | 0 | 0 | 0.36311 | 0.36311 | 0.36311 | 0 | 0 | 5.5511e-17 | 0 | 0 | 0.38222 | 0.36311 | 0 | 0 | 4.6104 | 5.2501 | 0 | 0.38222 | -0.38222 | 14.6499 | 63.6441 | 0 | 0.31468 | 0.31468 | 0.03749 | 0.31468 | 0 | 0.39942 | 0 | 0 | 5.2501
2025-09-18 05:00 | 0.0093682 | 0 | -92.9077 | 90 | 0 | 0 | 0.32307 | 0.32307 | 0.32307 | 0 | 0 | 0 | 0 | 0 | 0.34007 | 0.32307 | 0 | 0 | 4.8472 | 4.8679 | 0 | 0.34007 | -0.34007 | 14.2696 | 61.9923 | 0 | 0.27998 | 0.27998 | 0.033356 | 0.27998 | 0 | 0.35537 | 0 | 0 | 4.8679
2025-09-18 06:00 | 0.15375 | 10.7364 | -84.9973 | 78.2548 | 0.16399 | 0.52153 | 0.43267 | 0.43267 | 0.43267 | 120.5378 | 0 | 0 | 0 | 0.52153 | 0.45544 | 0.43267 | 0 | 0 | 5.0468 | 4.5278 | 0.066088 | 0 | 0.066088 | 14.3287 | 62.2491 | 0 | 0.37496 | 0.37496 | 0.044671 | 0.37496 | 0 | 0.47593 | 0.41722 | 0 | 5.0494
2025-09-18 07:00 | 0.34055 | 23.3372 | -76.4724 | 63.2599 | 0.37754 | 1.2006 | 0.32459 | 0.32459 | 0.32459 | 369.8941 | 0 | 0 | 0 | 1.2006 | 0.34167 | 0.32459 | 0 | 0 | 4.9008 | 4.5807 | 0.85896 | 0 | 0.85896 | 15.097 | 65.5868 | 0 | 0.28129 | 0.28129 | 0.033512 | 0.28129 | 0 | 0.35705 | 0.9605 | 0 | 5.7813
2025-09-18 08:00 | 0.53737 | 35.4419 | -66.2737 | 48.2667 | 0.61007 | 1.9401 | 0.29798 | 0.29798 | 0.29798 | 651.0834 | 0 | 0 | 0 | 1.9401 | 0.31367 | 0.29798 | 0 | 0 | 4.2495 | 5.2679 | 1.6264 | 0 | 1.6264 | 16.5518 | 71.9067 | 0 | 0.25824 | 0.25824 | 0.030766 | 0.25824 | 0 | 0.32778 | 1.5521 | 0 | 7.208
2025-09-18 09:00 | 0.77836 | 46.4667 | -52.7329 | 33.2777 | 0.90008 | 2.8624 | 0.41943 | 0.41943 | 0.41943 | 682.4526 | 0 | 0 | 0 | 2.8624 | 0.4415 | 0.41943 | 0 | 0 | 3.1732 | 6.0061 | 2.4209 | 0 | 2.4209 | 18.7171 | 81.3136 | 0 | 0.36349 | 0.36349 | 0.043304 | 0.36349 | 0 | 0.46137 | 2.2899 | 0 | 8.8685
2025-09-18 10:00 | 0.89466 | 55.2398 | -33.3078 | 18.3039 | 1.0369 | 3.2975 | 0.3957 | 0.3957 | 0.3957 | 833.3315 | 1.2044 | 0 | 0 | 3.2975 | 0.41653 | 0.3957 | 0 | 0 | 1.6766 | 6.0061 | 1.6766 | 0 | 1.6766 | 20.2167 | 87.8284 | 0 | 0.34293 | 0.34293 | 0.040855 | 0.34293 | 0 | 0.43528 | 2.638 | 0 | 9.3037
2025-09-18 11:00 | 0.90616 | 59.6562 | -6.4436 | 3.5449 | 1.05 | 3.3392 | 0.45148 | 0.45148 | 0.45148 | 739.6149 | 1.9862 | 0 | 0 | 3.3392 | 0.47524 | 0.45148 | 0 | 0 | 0.87777 | 6.0061 | 0.87777 | 0 | 0.87777 | 21.0018 | 91.2391 | 0 | 0.39126 | 0.39126 | 0.046614 | 0.39126 | 0 | 0.49663 | 2.6714 | 0 | 9.3454
2025-09-18 12:00 | 0.83367 | 57.8375 | 22.4826 | 11.8325 | 0.96086 | 3.0557 | 0.84717 | 0.84717 | 0.84717 | 360.6965 | 1.5322 | 0 | 0 | 3.0557 | 0.89176 | 0.84717 | 0 | 0 | 0.6318 | 6.0061 | 0.6318 | 0 | 0.6318 | 21.5669 | 93.6941 | 0 | 0.73403 | 0.73403 | 0.08745 | 0.73403 | 0 | 0.93189 | 2.4446 | 0 | 9.0619
2025-09-18 13:00 | 0.62119 | 50.6478 | 45.202 | 26.7835 | 0.68566 | 2.1805 | 0.59983 | 0.59983 | 0.59983 | 363.5248 | 1.0944 | 0 | 0 | 2.1805 | 0.6314 | 0.59983 | 0 | 0 | 0.45476 | 6.0061 | 0.45476 | 0 | 0.45476 | 21.9736 | 95.4611 | 0 | 0.51972 | 0.51972 | 0.061918 | 0.51972 | 0 | 0.65981 | 1.7444 | 0 | 8.1867
2025-09-18 14:00 | 0.71847 | 40.4035 | 60.9448 | 41.7685 | 0.82965 | 2.6384 | 0.72045 | 0.72045 | 0.72045 | 366.2172 | 1.5527 | 0 | 0 | 2.6384 | 0.75837 | 0.72045 | 0 | 0 | 0.32732 | 6.0061 | 0.32732 | 0 | 0.32732 | 22.2664 | 96.733 | 0 | 0.62424 | 0.62424 | 0.074369 | 0.62424 | 0 | 0.7925 | 2.1107 | 0 | 8.6446
2025-09-18 15:00 | 0.47457 | 28.671 | 72.3359 | 56.7604 | 0.54129 | 1.7214 | 0.77616 | 0.77616 | 0.77616 | 221.7847 | 0.66879 | 0 | 0 | 1.7214 | 0.81701 | 0.77616 | 0 | 0 | 0.2356 | 6.0061 | 0.2356 | 0 | 0.2356 | 22.4771 | 97.6485 | 0 | 0.6725 | 0.6725 | 0.08012 | 0.6725 | 0 | 0.85377 | 1.3771 | 0 | 7.7275
2025-09-18 16:00 | 0.18077 | 16.2349 | 81.4306 | 71.7547 | 0.18508 | 0.58858 | 0.80737 | 0.80737 | 0.80737 | 72.9008 | 0 | 1.1102e-16 | 0 | 0.58858 | 0.84986 | 0.80737 | 0 | 0 | 0.16958 | 6.0061 | 0 | 0.26128 | -0.26128 | 22.185 | 96.3794 | 0 | 0.69955 | 0.69955 | 0.083341 | 0.69955 | 0 | 0.88811 | 0.47086 | 0 | 6.5947
2025-09-18 17:00 | 0.05174 | 3.5087 | 89.4995 | 86.7499 | 0.048943 | 0.15565 | 0.77272 | 0.77272 | 0.77272 | 20.1428 | 0 | 1.1102e-16 | 0 | 0.15565 | 0.81339 | 0.77272 | 0 | 0 | 0.47811 | 6.0061 | 0 | 0.65774 | -0.65774 | 21.4496 | 93.1847 | 0 | 0.66953 | 0.66953 | 0.079765 | 0.66953 | 0 | 0.84999 | 0.12452 | 0 | 6.1618
2025-09-18 18:00 | 0 | 0 | 97.4307 | 90 | 0 | 0 | 0.71046 | 0.71046 | 0.71046 | 0 | 0 | 1.1102e-16 | 0 | 0 | 0.74786 | 0.71046 | 0 | 0 | 1.0602 | 6.0061 | 0 | 0.74786 | -0.74786 | 20.6135 | 89.5522 | 0 | 0.61558 | 0.61558 | 0.073338 | 0.61558 | 0 | 0.78151 | 0 | 0 | 6.0061
2025-09-18 19:00 | 0 | 0 | 106.0457 | 90 | 0 | 0 | 0.62328 | 0.62328 | 0.62328 | 0 | 0 | 1.1102e-16 | 0 | 0 | 0.65608 | 0.62328 | 0 | 0 | 1.626 | 6.0061 | 0 | 0.65608 | -0.65608 | 19.88 | 86.3655 | 0 | 0.54004 | 0.54004 | 0.064338 | 0.54004 | 0 | 0.68561 | 0 | 0 | 6.0061
2025-09-18 20:00 | 0 | 0 | 116.3721 | 90 | 0 | 0 | 0.77521 | 0.77521 | 0.77521 | 0 | 0 | 1.1102e-16 | 0 | 0 | 0.81601 | 0.77521 | 0 | 0 | 2.0531 | 6.0061 | 0 | 0.81601 | -0.81601 | 18.9676 | 82.4021 | 0 | 0.67168 | 0.67168 | 0.080022 | 0.67168 | 0 | 0.85273 | 0 | 0 | 6.0061
2025-09-18 21:00 | 0 | 0 | 129.9451 | 90 | 0 | 0 | 0.80366 | 0.80366 | 0.80366 | 0 | 0 | 1.1102e-16 | 0 | 0 | 0.84596 | 0.80366 | 0 | 0 | 2.6131 | 6.0061 | 0 | 0.84596 | -0.84596 | 18.0218 | 78.2932 | 0 | 0.69633 | 0.69633 | 0.082958 | 0.69633 | 0 | 0.88402 | 0 | 0 | 6.0061
2025-09-18 22:00 | 0 | 0 | 148.8733 | 90 | 0 | 0 | 0.71299 | 0.71299 | 0.71299 | 0 | 0 | 1.1102e-16 | 0 | 0 | 0.75051 | 0.71299 | 0 | 0 | 3.1708 | 6.0061 | 0 | 0.75051 | -0.75051 | 17.1827 | 74.6478 | 0 | 0.61777 | 0.61777 | 0.073599 | 0.61777 | 0 | 0.78429 | 0 | 0 | 6.0061
2025-09-18 23:00 | 0 | 0 | 174.0499 | 90 | 0 | 0 | 0.83923 | 0.83923 | 0.83923 | 0 | 0 | 1.1102e-16 | 0 | 0 | 0.8834 | 0.83923 | 0 | 0 | 3.6254 | 6.0061 | 0 | 0.8834 | -0.8834 | 16.1951 | 70.357 | 0 | 0.72715 | 0.72715 | 0.08663 | 0.72715 | 0 | 0.92315 | 0 | 0 | 6.0061
2025-09-19 | 0 | 0 | -158.7528 | 90 | 0 | 0 | 0.36112 | 0.36112 | 0.36112 | 0 | 0 | 0 | 0 | 0 | 0.38013 | 0.36112 | 0 | 0 | 4.2063 | 6.0061 | 0 | 0.38013 | -0.38013 | 15.7701 | 68.5107 | 0 | 0.31296 | 0.31296 | 0.037285 | 0.31296 | 0 | 0.39724 | 0 | 0 | 6.0061
2025-09-19 01:00 | 0 | 0 | -136.8992 | 90 | 0 | 0 | 0.18106 | 0.18106 | 0.18106 | 0 | 0 | 2.7756e-17 | 0 | 0 | 0.19059 | 0.18106 | 0 | 0 | 4.3183 | 5.8699 | 0 | 0.19059 | -0.19059 | 15.557 | 67.585 | 0 | 0.15691 | 0.15691 | 0.018694 | 0.15691 | 0 | 0.19917 | 0 | 0 | 5.8699
2025-09-19 02:00 | 0 | 0 | -121.2847 | 90 | 0 | 0 | 0.3088 | 0.3088 | 0.3088 | 0 | 0 | 5.5511e-17 | 0 | 0 | 0.32506 | 0.3088 | 0 | 0 | 4.3305 | 5.6793 | 0 | 0.32506 | -0.32506 | 15.1936 | 66.0061 | 0 | 0.26762 | 0.26762 | 0.031883 | 0.26762 | 0 | 0.33968 | 0 | 0 | 5.6793
2025-09-19 03:00 | 0 | 0 | -109.811 | 90 | 0 | 0 | 0.40905 | 0.40905 | 0.40905 | 0 | 0 | 5.5511e-17 | 0 | 0 | 0.43057 | 0.40905 | 0 | 0 | 4.5232 | 5.3542 | 0 | 0.43057 | -0.43057 | 14.7121 | 63.9147 | 0 | 0.35449 | 0.35449 | 0.042232 | 0.35449 | 0 | 0.44995 | 0 | 0 | 5.3542
2025-09-19 04:00 | 0 | 0 | -100.6266 | 90 | 0 | 0 | 0.23461 | 0.23461 | 0.23461 | 0 | 0 | 2.7756e-17 | 0 | 0 | 0.24696 | 0.23461 | 0 | 0 | 4.816 | 4.9236 | 0 | 0.24696 | -0.24696 | 14.436 | 62.7152 | 0 | 0.20332 | 0.20332 | 0.024223 | 0.20332 | 0 | 0.25807 | 0 | 0 | 4.9236
2025-09-19 05:00 | 0.0081208 | 0 | -92.5149 | 90 | 0 | 0 | 0.27111 | 0.27111 | 0.27111 | 0 | 0 | 5.5511e-17 | 0 | 0 | 0.28538 | 0.27111 | 0 | 0 | 4.9301 | 4.6767 | 0 | 0.28538 | -0.28538 | 14.117 | 61.3291 | 0 | 0.23495 | 0.23495 | 0.027991 | 0.23495 | 0 | 0.29822 | 0 | 0 | 4.6767
2025-09-19 06:00 | 0.14895 | 10.6029 | -84.5986 | 78.1588 | 0.16061 | 0.51078 | 0.47299 | 0.47299 | 0.47299 | 107.9894 | 0 | 0 | 0 | 0.51078 | 0.49788 | 0.47299 | 0 | 0 | 5.101 | 4.3913 | 0.012895 | 0 | 0.012895 | 14.1285 | 61.3792 | 0 | 0.40991 | 0.40991 | 0.048835 | 0.40991 | 0 | 0.52029 | 0.40862 | 0 | 4.9021
2025-09-19 07:00 | 0.34897 | 23.1888 | -76.0517 | 63.1614 | 0.39239 | 1.2479 | 0.35455 | 0.35455 | 0.35455 | 351.9637 | 0 | 0 | 0 | 1.2479 | 0.37321 | 0.35455 | 0 | 0 | 5.0105 | 4.4016 | 0.87467 | 0 | 0.87467 | 14.9108 | 64.778 | 0 | 0.30726 | 0.30726 | 0.036606 | 0.30726 | 0 | 0.39 | 0.9983 | 0 | 5.6495
2025-09-19 08:00 | 0.56881 | 35.2622 | -65.8164 | 48.1649 | 0.65514 | 2.0835 | 0.31733 | 0.31733 | 0.31733 | 656.5568 | 0 | 0 | 0 | 2.0835 | 0.33403 | 0.31733 | 0 | 0 | 4.3489 | 5.1014 | 1.7494 | 0 | 1.7494 | 16.4756 | 71.5757 | 0 | 0.27501 | 0.27501 | 0.032764 | 0.27501 | 0 | 0.34907 | 1.6668 | 0 | 7.1848
2025-09-19 09:00 | 0.76735 | 46.2332 | -52.2377 | 33.1705 | 0.8914 | 2.8348 | 0.31832 | 0.31832 | 0.31832 | 890.5514 | 0 | 0 | 0 | 2.8348 | 0.33507 | 0.31832 | 0 | 0 | 3.1867 | 6.0061 | 2.4997 | 0 | 2.4997 | 18.7114 | 81.289 | 0 | 0.27586 | 0.27586 | 0.032865 | 0.27586 | 0 | 0.35015 | 2.2678 | 0 | 8.841
2025-09-19 10:00 | 0.88196 | 54.9267 | -32.8347 | 18.184 | 1.0263 | 3.2639 | 0.28191 | 0.28191 | 0.28191 | 1157.784 | 1.3173 | 0 | 0 | 3.2639 | 0.29675 | 0.28191 | 0 | 0 | 1.6498 | 6.0061 | 1.6498 | 0 | 1.6498 | 20.1871 | 87.6997 | 0 | 0.24431 | 0.24431 | 0.029106 | 0.24431 | 0 | 0.3101 | 2.6111 | 0 | 9.27
2025-09-19 11:00 | 0.91339 | 59.2637 | -6.1847 | 3.3146 | 1.0631 | 3.3809 | 0.27418 | 0.27418 | 0.27418 | 1233.083 | 2.2052 | 0 | 0 | 3.3809 | 0.28861 | 0.27418 | 0 | 0 | 0.88704 | 6.0061 | 0.88704 | 0 | 0.88704 | 20.9805 | 91.1465 | 0 | 0.23761 | 0.23761 | 0.028308 | 0.23761 | 0 | 0.3016 | 2.7047 | 0 | 9.387
2025-09-19 12:00 | 0.80389 | 57.4256 | 22.404 | 11.8856 | 0.92625 | 2.9456 | 0.88466 | 0.88466 | 0.88466 | 332.9648 | 1.3759 | 0 | 0 | 2.9456 | 0.93123 | 0.88466 | 0 | 0 | 0.63848 | 6.0061 | 0.63848 | 0 | 0.63848 | 21.5515 | 93.6274 | 0 | 0.76652 | 0.76652 | 0.09132 | 0.76652 | 0 | 0.97313 | 2.3565 | 0 | 8.9518
2025-09-19 13:00 | 0.58284 | 50.2694 | 44.9381 | 26.8607 | 0.63466 | 2.0183 | 0.85612 | 0.85612 | 0.85612 | 235.7529 | 0.65758 | 0 | 0 | 2.0183 | 0.90117 | 0.85612 | 0 | 0 | 0.45956 | 6.0061 | 0.45956 | 0 | 0.45956 | 21.9626 | 95.4132 | 0 | 0.74178 | 0.74178 | 0.088373 | 0.74178 | 0 | 0.94173 | 1.6147 | 0 | 8.0245
2025-09-19 14:00 | 0.53236 | 40.0639 | 60.6346 | 41.8531 | 0.59323 | 1.8866 | 0.64811 | 0.64811 | 0.64811 | 291.0843 | 0.87355 | 0 | 0 | 1.8866 | 0.68223 | 0.64811 | 0 | 0 | 0.33078 | 6.0061 | 0.33078 | 0 | 0.33078 | 22.2584 | 96.6985 | 0 | 0.56156 | 0.56156 | 0.066902 | 0.56156 | 0 | 0.71293 | 1.5092 | 0 | 7.8927
2025-09-19 15:00 | 0.45148 | 28.3588 | 72.0265 | 56.849 | 0.51592 | 1.6407 | 0.81556 | 0.81556 | 0.81556 | 201.1747 | 0.54413 | 0 | 0 | 1.6407 | 0.85849 | 0.81556 | 0 | 0 | 0.23809 | 6.0061 | 0.23809 | 0 | 0.23809 | 22.4714 | 97.6236 | 0 | 0.70664 | 0.70664 | 0.084187 | 0.70664 | 0 | 0.89712 | 1.3126 | 0 | 7.6469
2025-09-19 16:00 | 0.24694 | 15.9382 | 81.1302 | 71.8461 | 0.27603 | 0.87782 | 0.61989 | 0.61989 | 0.61989 | 141.6076 | 0.053924 | 0 | 0 | 0.87782 | 0.65252 | 0.61989 | 0 | 0 | 0.17137 | 6.0061 | 0.17137 | 0 | 0.17137 | 22.6247 | 98.2896 | 0 | 0.53711 | 0.53711 | 0.063989 | 0.53711 | 0 | 0.68188 | 0.70225 | 0 | 6.884
2025-09-19 17:00 | 0.053003 | 3.2173 | 89.2049 | 86.8436 | 0.052265 | 0.16621 | 0.64452 | 0.64452 | 0.64452 | 25.7888 | 0 | 0 | 0 | 0.16621 | 0.67844 | 0.64452 | 0 | 0 | 0.12335 | 6.0061 | 0 | 0.51222 | -0.51222 | 22.052 | 95.8016 | 0 | 0.55844 | 0.55844 | 0.066531 | 0.55844 | 0 | 0.70897 | 0.13297 | 0 | 6.1724
2025-09-19 18:00 | 0 | 0 | 97.1365 | 90 | 0 | 0 | 0.534 | 0.534 | 0.534 | 0 | 0 | 0 | 0 | 0 | 0.5621 | 0.534 | 0 | 0 | 0.63675 | 6.0061 | 0 | 0.5621 | -0.5621 | 21.4235 | 93.0714 | 0 | 0.46268 | 0.46268 | 0.055122 | 0.46268 | 0 | 0.5874 | 0 | 0 | 6.0061
2025-09-19 19:00 | 0 | 0 | 105.7479 | 90 | 0 | 0 | 0.80631 | 0.80631 | 0.80631 | 0 | 0 | 1.1102e-16 | 0 | 0 | 0.84875 | 0.80631 | 0 | 0 | 1.0855 | 6.0061 | 0 | 0.84875 | -0.84875 | 20.4746 | 88.9489 | 0 | 0.69863 | 0.69863 | 0.083232 | 0.69863 | 0 | 0.88694 | 0 | 0 | 6.0061
2025-09-19 20:00 | 0 | 0 | 116.0744 | 90 | 0 | 0 | 0.56361 | 0.56361 | 0.56361 | 0 | 0 | 1.1102e-16 | 0 | 0 | 0.59327 | 0.56361 | 0 | 0 | 1.7357 | 6.0061 | 0 | 0.59327 | -0.59327 | 19.8113 | 86.0673 | 0 | 0.48834 | 0.48834 | 0.058179 | 0.48834 | 0 | 0.61997 | 0 | 0 | 6.0061
2025-09-19 21:00 | 0 | 0 | 129.6748 | 90 | 0 | 0 | 0.58491 | 0.58491 | 0.58491 | 0 | 0 | 1.1102e-16 | 0 | 0 | 0.61569 | 0.58491 | 0 | 0 | 2.0882 | 6.0061 | 0 | 0.61569 | -0.61569 | 19.123 | 83.0768 | 0 | 0.50679 | 0.50679 | 0.060378 | 0.50679 | 0 | 0.6434 | 0 | 0 | 6.0061
2025-09-19 22:00 | 0 | 0 | 148.7183 | 90 | 0 | 0 | 0.3994 | 0.3994 | 0.3994 | 0 | 0 | 5.5511e-17 | 0 | 0 | 0.42042 | 0.3994 | 0 | 0 | 2.4703 | 6.0061 | 0 | 0.42042 | -0.42042 | 18.6529 | 81.0348 | 0 | 0.34606 | 0.34606 | 0.041229 | 0.34606 | 0 | 0.43934 | 0 | 0 | 6.0061
2025-09-19 23:00 | 0 | 0 | 174.1576 | 90 | 0 | 0 | 0.89484 | 0.89484 | 0.89484 | 0 | 0 | 1.1102e-16 | 0 | 0 | 0.94194 | 0.89484 | 0 | 0 | 2.678 | 6.0061 | 0 | 0.94194 | -0.94194 | 17.5998 | 76.4597 | 0 | 0.77534 | 0.77534 | 0.092371 | 0.77534 | 0 | 0.98432 | 0 | 0 | 6.0061
2025-09-20 | 0 | 0 | -158.3714 | 90 | 0 | 0 | 0.43232 | 0.43232 | 0.43232 | 0 | 0 | 5.5511e-17 | 0 | 0 | 0.45508 | 0.43232 | 0 | 0 | 3.3838 | 6.0061 | 0 | 0.45508 | -0.45508 | 17.091 | 74.2493 | 0 | 0.37466 | 0.37466 | 0.044636 | 0.37466 | 0 | 0.47555 | 0 | 0 | 6.0061
2025-09-20 01:00 | 0 | 0 | -136.4255 | 90 | 0 | 0 | 0.30658 | 0.30658 | 0.30658 | 0 | 0 | 5.5511e-17 | 0 | 0 | 0.32272 | 0.30658 | 0 | 0 | 3.5858 | 6.0061 | 0 | 0.32272 | -0.32272 | 16.7302 | 72.6818 | 0 | 0.26569 | 0.26569 | 0.031654 | 0.26569 | 0 | 0.33724 | 0 | 0 | 6.0061
2025-09-20 02:00 | 0 | 0 | -120.8244 | 90 | 0 | 0 | 0.36782 | 0.36782 | 0.36782 | 0 | 0 | 0 | 0 | 0 | 0.38718 | 0.36782 | 0 | 0 | 3.7148 | 6.0061 | 0 | 0.38718 | -0.38718 | 16.2973 | 70.8012 | 0 | 0.31876 | 0.31876 | 0.037976 | 0.31876 | 0 | 0.4046 | 0 | 0 | 6.0061
2025-09-20 03:00 | 0 | 0 | -109.3838 | 90 | 0 | 0 | 0.35813 | 0.35813 | 0.35813 | 0 | 0 | 5.5511e-17 | 0 | 0 | 0.37698 | 0.35813 | 0 | 0 | 3.9421 | 6.0061 | 0 | 0.37698 | -0.37698 | 15.8758 | 68.9702 | 0 | 0.31037 | 0.31037 | 0.036976 | 0.31037 | 0 | 0.39395 | 0 | 0 | 6.0061
2025-09-20 04:00 | 0 | 0 | -100.2237 | 90 | 0 | 0 | 0.41176 | 0.41176 | 0.41176 | 0 | 0 | 0 | 0 | 0 | 0.43343 | 0.41176 | 0 | 0 | 4.1679 | 5.9645 | 0 | 0.43343 | -0.43343 | 15.3912 | 66.865 | 0 | 0.35684 | 0.35684 | 0.042512 | 0.35684 | 0 | 0.45293 | 0 | 0 | 5.9645
2025-09-20 05:00 | 0.0088245 | 0 | -92.1219 | 90 | 0 | 0 | 0.39982 | 0.39982 | 0.39982 | 0 | 0 | 0 | 0 | 0 | 0.42087 | 0.39982 | 0 | 0 | 4.4494 | 5.531 | 0 | 0.42087 | -0.42087 | 14.9207 | 64.8208 | 0 | 0.3465 | 0.3465 | 0.04128 | 0.3465 | 0 | 0.4398 | 0 | 0 | 5.531
2025-09-20 06:00 | 0.13734 | 10.4687 | -84.2 | 78.0635 | 0.1476 | 0.46939 | 0.34228 | 0.34228 | 0.34228 | 137.1377 | 0 | 0 | 0 | 0.46939 | 0.36029 | 0.34228 | 0 | 0 | 4.7131 | 5.1102 | 0.1091 | 0 | 0.1091 | 15.0183 | 65.2447 | 0 | 0.29663 | 0.29663 | 0.035339 | 0.29663 | 0 | 0.37651 | 0.37551 | 0 | 5.5796
2025-09-20 07:00 | 0.31893 | 23.0391 | -75.6318 | 63.0645 | 0.35398 | 1.1257 | 0.31355 | 0.31355 | 0.31355 | 359.0189 | 0 | 0 | 0 | 1.1257 | 0.33006 | 0.31355 | 0 | 0 | 4.52 | 5.1974 | 0.79566 | 0 | 0.79566 | 15.73 | 68.3364 | 0 | 0.27173 | 0.27173 | 0.032373 | 0.27173 | 0 | 0.34491 | 0.90058 | 0 | 6.3232
2025-09-20 08:00 | 0.64706 | 35.0805 | -65.361 | 48.0657 | 0.75483 | 2.4005 | 0.28858 | 0.28858 | 0.28858 | 831.8367 | 0 | 0 | 0 | 2.4005 | 0.30377 | 0.28858 | 0 | 0 | 3.9123 | 5.834 | 2.0967 | 0 | 2.0967 | 17.6053 | 76.4837 | 0 | 0.25009 | 0.25009 | 0.029795 | 0.25009 | 0 | 0.31743 | 1.9204 | 0 | 8.2345
2025-09-20 09:00 | 0.78977 | 45.9972 | -51.7465 | 33.0678 | 0.92251 | 2.9337 | 0.41141 | 0.41141 | 0.41141 | 713.0928 | 0.010714 | 0 | 0 | 2.9337 | 0.43306 | 0.41141 | 0 | 0 | 2.49 | 6.0061 | 2.49 | 0 | 2.49 | 19.8324 | 86.1589 | 0 | 0.35654 | 0.35654 | 0.042477 | 0.35654 | 0 | 0.45255 | 2.347 | 0 | 8.9399
2025-09-20 10:00 | 0.89789 | 54.6114 | -32.3689 | 18.0727 | 1.0498 | 3.3385 | 0.28742 | 0.28742 | 0.28742 | 1161.545 | 2.0378 | 0 | 0 | 3.3385 | 0.30254 | 0.28742 | 0 | 0 | 0.99816 | 6.0061 | 0.99816 | 0 | 0.99816 | 20.7252 | 90.0375 | 0 | 0.24908 | 0.24908 | 0.029675 | 0.24908 | 0 | 0.31616 | 2.6708 | 0 | 9.3446
2025-09-20 11:00 | 0.73701 | 58.8704 | -5.9319 | 3.1224 | 0.83488 | 2.6551 | 0.34489 | 0.34489 | 0.34489 | 769.8379 | 1.5736 | 0 | 0 | 2.6551 | 0.36304 | 0.34489 | 0 | 0 | 0.71845 | 6.0061 | 0.71845 | 0 | 0.71845 | 21.3678 | 92.8292 | 0 | 0.29889 | 0.29889 | 0.035608 | 0.29889 | 0 | 0.37938 | 2.1241 | 0 | 8.6612
2025-09-20 12:00 | 0.93341 | 57.0135 | 22.3268 | 11.9524 | 1.0917 | 3.4719 | 0.82537 | 0.82537 | 0.82537 | 420.6537 | 2.086 | 0 | 0 | 3.4719 | 0.86881 | 0.82537 | 0 | 0 | 0.51713 | 6.0061 | 0.51713 | 0 | 0.51713 | 21.8303 | 94.8386 | 0 | 0.71514 | 0.71514 | 0.085199 | 0.71514 | 0 | 0.9079 | 2.7775 | 0 | 9.4781
2025-09-20 13:00 | 0.77919 | 49.8903 | 44.678 | 26.9435 | 0.90773 | 2.8868 | 0.93825 | 0.93825 | 0.93825 | 307.675 | 1.5269 | 0 | 0 | 2.8868 | 0.98763 | 0.93825 | 0 | 0 | 0.37222 | 6.0061 | 0.37222 | 0 | 0.37222 | 22.1633 | 96.2849 | 0 | 0.81295 | 0.81295 | 0.096851 | 0.81295 | 0 | 1.0321 | 2.3094 | 0 | 8.8929
2025-09-20 14:00 | 0.60615 | 39.7234 | 60.3271 | 41.9408 | 0.69917 | 2.2235 | 0.73111 | 0.73111 | 0.73111 | 304.1226 | 1.186 | 0 | 0 | 2.2235 | 0.76959 | 0.73111 | 0 | 0 | 0.26792 | 6.0061 | 0.26792 | 0 | 0.26792 | 22.4029 | 97.326 | 0 | 0.63347 | 0.63347 | 0.07547 | 0.63347 | 0 | 0.80422 | 1.7788 | 0 | 8.2296
2025-09-20 15:00 | 0.48502 | 28.0458 | 71.7186 | 56.9393 | 0.56313 | 1.7909 | 0.64 | 0.64 | 0.64 | 279.8223 | 0.92433 | 0 | 0 | 1.7909 | 0.67368 | 0.64 | 0 | 0 | 0.19284 | 6.0061 | 0.19284 | 0 | 0.19284 | 22.5754 | 98.0753 | 0 | 0.55453 | 0.55453 | 0.066064 | 0.55453 | 0 | 0.704 | 1.4327 | 0 | 7.797
2025-09-20 16:00 | 0.24083 | 15.641 | 80.8303 | 71.9382 | 0.27188 | 0.86462 | 0.74866 | 0.74866 | 0.74866 | 115.4894 | 0 | 0 | 0 | 0.86462 | 0.78806 | 0.74866 | 0 | 0 | 0.1388 | 6.0061 | 0.07656 | 0 | 0.07656 | 22.6438 | 98.3728 | 0 | 0.64868 | 0.64868 | 0.077281 | 0.64868 | 0 | 0.82353 | 0.6917 | 0 | 6.8708
2025-09-20 17:00 | 0.040384 | 2.9258 | 88.9102 | 86.9374 | 0.040491 | 0.12877 | 0.73089 | 0.73089 | 0.73089 | 17.6181 | 0 | 1.1102e-16 | 0 | 0.12877 | 0.76936 | 0.73089 | 0 | 0 | 0.14457 | 6.0061 | 0 | 0.64059 | -0.64059 | 21.9276 | 95.2614 | 0 | 0.63328 | 0.63328 | 0.075446 | 0.63328 | 0 | 0.80398 | 0.10301 | 0 | 6.1349
2025-09-20 18:00 | 0 | 0 | 96.8414 | 90 | 0 | 0 | 1.0048 | 1.0048 | 1.0048 | 0 | 0 | 0 | 0 | 0 | 1.0577 | 1.0048 | 0 | 0 | 0.75517 | 6.0061 | 0 | 1.0577 | -1.0577 | 20.7451 | 90.1241 | 0 | 0.8706 | 0.8706 | 0.10372 | 0.8706 | 0 | 1.1053 | 0 | 0 | 6.0061
2025-09-20 19:00 | 0 | 0 | 105.4485 | 90 | 0 | 0 | 0.71894 | 0.71894 | 0.71894 | 0 | 0 | 1.1102e-16 | 0 | 0 | 0.75678 | 0.71894 | 0 | 0 | 1.6066 | 6.0061 | 0 | 0.75678 | -0.75678 | 19.899 | 86.4484 | 0 | 0.62293 | 0.62293 | 0.074213 | 0.62293 | 0 | 0.79083 | 0 | 0 | 6.0061
2025-09-20 20:00 | 0 | 0 | 115.774 | 90 | 0 | 0 | 0.95969 | 0.95969 | 0.95969 | 0 | 0 | 1.1102e-16 | 0 | 0 | 1.0102 | 0.95969 | 0 | 0 | 2.0998 | 6.0061 | 0 | 1.0102 | -1.0102 | 18.7696 | 81.5417 | 0 | 0.83153 | 0.83153 | 0.099065 | 0.83153 | 0 | 1.0557 | 0 | 0 | 6.0061
2025-09-20 21:00 | 0 | 0 | 129.4008 | 90 | 0 | 0 | 0.53151 | 0.53151 | 0.53151 | 0 | 0 | 1.1102e-16 | 0 | 0 | 0.55949 | 0.53151 | 0 | 0 | 2.8018 | 6.0061 | 0 | 0.55949 | -0.55949 | 18.1441 | 78.8242 | 0 | 0.46053 | 0.46053 | 0.054866 | 0.46053 | 0 | 0.58466 | 0 | 0 | 6.0061
2025-09-20 22:00 | 0 | 0 | 148.56 | 90 | 0 | 0 | 0.84619 | 0.84619 | 0.84619 | 0 | 0 | 1.1102e-16 | 0 | 0 | 0.89073 | 0.84619 | 0 | 0 | 3.0584 | 6.0061 | 0 | 0.89073 | -0.89073 | 17.1482 | 74.4978 | 0 | 0.73318 | 0.73318 | 0.087349 | 0.73318 | 0 | 0.93081 | 0 | 0 | 6.0061
2025-09-20 23:00 | 0 | 0 | 174.2673 | 90 | 0 | 0 | 0.76817 | 0.76817 | 0.76817 | 0 | 0 | 1.1102e-16 | 0 | 0 | 0.8086 | 0.76817 | 0 | 0 | 3.6637 | 6.0061 | 0 | 0.8086 | -0.8086 | 16.2442 | 70.5704 | 0 | 0.66558 | 0.66558 | 0.079295 | 0.66558 | 0 | 0.84498 | 0 | 0 | 6.0061
2025-09-21 | 0 | 0 | -157.9833 | 90 | 0 | 0 | 0.28412 | 0.28412 | 0.28412 | 0 | 0 | 0 | 0 | 0 | 0.29908 | 0.28412 | 0 | 0 | 4.1667 | 6.0061 | 0 | 0.29908 | -0.29908 | 15.9098 | 69.1177 | 0 | 0.24623 | 0.24623 | 0.029335 | 0.24623 | 0 | 0.31253 | 0 | 0 | 6.0061
2025-09-21 01:00 | 0 | 0 | -135.9468 | 90 | 0 | 0 | 0.32046 | 0.32046 | 0.32046 | 0 | 0 | 5.5511e-17 | 0 | 0 | 0.33732 | 0.32046 | 0 | 0 | 4.213 | 5.9948 | 0 | 0.33732 | -0.33732 | 15.5327 | 67.4793 | 0 | 0.27772 | 0.27772 | 0.033086 | 0.27772 | 0 | 0.3525 | 0 | 0 | 5.9948
2025-09-21 02:00 | 0 | 0 | -120.3615 | 90 | 0 | 0 | 0.35837 | 0.35837 | 0.35837 | 0 | 0 | 0 | 0 | 0 | 0.37723 | 0.35837 | 0 | 0 | 4.3723 | 5.6575 | 0 | 0.37723 | -0.37723 | 15.1109 | 65.647 | 0 | 0.31057 | 0.31057 | 0.037 | 0.31057 | 0 | 0.39421 | 0 | 0 | 5.6575
2025-09-21 03:00 | 0 | 0 | -108.9552 | 90 | 0 | 0 | 0.36041 | 0.36041 | 0.36041 | 0 | 0 | 5.5511e-17 | 0 | 0 | 0.37938 | 0.36041 | 0 | 0 | 4.5959 | 5.2803 | 0 | 0.37938 | -0.37938 | 14.6867 | 63.8043 | 0 | 0.31234 | 0.31234 | 0.037212 | 0.31234 | 0 | 0.39646 | 0 | 0 | 5.2803
2025-09-21 04:00 | 0 | 0 | -99.8203 | 90 | 0 | 0 | 0.31763 | 0.31763 | 0.31763 | 0 | 0 | 0 | 0 | 0 | 0.33435 | 0.31763 | 0 | 0 | 4.8277 | 4.9009 | 0 | 0.33435 | -0.33435 | 14.3129 | 62.1803 | 0 | 0.27527 | 0.27527 | 0.032794 | 0.27527 | 0 | 0.3494 | 0 | 0 | 4.9009
2025-09-21 05:00 | 0.0074973 | 0 | -91.7287 | 90 | 0 | 0 | 0.34212 | 0.34212 | 0.34212 | 0 | 0 | 5.5511e-17 | 0 | 0 | 0.36012 | 0.34212 | 0 | 0 | 5.0216 | 4.5666 | 0 | 0.36012 | -0.36012 | 13.9103 | 60.4312 | 0 | 0.29649 | 0.29649 | 0.035322 | 0.29649 | 0 | 0.37633 | 0 | 0 | 4.5666
2025-09-21 06:00 | 0.11623 | 10.3336 | -83.8017 | 77.9691 | 0.12096 | 0.38468 | 0.47092 | 0.47092 | 0.47092 | 81.6858 | 0 | 0 | 0 | 0.38468 | 0.49571 | 0.47092 | 0 | 0 | 5.143 | 4.2064 | 0 | 0.11103 | -0.11103 | 13.7861 | 59.8919 | 0 | 0.40811 | 0.40811 | 0.048621 | 0.40811 | 0 | 0.51802 | 0.30774 | 0 | 4.5911
2025-09-21 07:00 | 0.26021 | 22.8879 | -75.2128 | 62.9692 | 0.27399 | 0.87134 | 0.37029 | 0.37029 | 0.37029 | 235.3167 | 0 | 0 | 0 | 0.87134 | 0.38977 | 0.37029 | 0 | 0 | 5.143 | 4.0954 | 0.48157 | 0 | 0.48157 | 14.2169 | 61.7631 | 0 | 0.3209 | 0.3209 | 0.038231 | 0.3209 | 0 | 0.40731 | 0.69707 | 0 | 4.9667
2025-09-21 08:00 | 0.43752 | 34.8969 | -64.9076 | 47.9693 | 0.48035 | 1.5276 | 0.28894 | 0.28894 | 0.28894 | 528.6943 | 0 | 0 | 0 | 1.5276 | 0.30414 | 0.28894 | 0 | 0 | 4.842 | 4.4807 | 1.2234 | 0 | 1.2234 | 15.3112 | 66.5171 | 0 | 0.2504 | 0.2504 | 0.029832 | 0.2504 | 0 | 0.31783 | 1.2221 | 0 | 6.0082
2025-09-21 09:00 | 0.66311 | 45.7589 | -51.2596 | 32.9696 | 0.76569 | 2.435 | 0.40744 | 0.40744 | 0.40744 | 597.634 | 0 | 0 | 0 | 2.435 | 0.42889 | 0.40744 | 0 | 0 | 3.9973 | 5.4594 | 2.0061 | 0 | 2.0061 | 17.1055 | 74.3123 | 0 | 0.3531 | 0.3531 | 0.042067 | 0.3531 | 0 | 0.44819 | 1.948 | 0 | 7.8944
2025-09-21 10:00 | 0.73307 | 54.2941 | -31.9105 | 17.9701 | 0.84245 | 2.6791 | 0.33945 | 0.33945 | 0.33945 | 789.2618 | 0 | 0 | 0 | 2.6791 | 0.35731 | 0.33945 | 0 | 0 | 2.7233 | 6.0061 | 2.3218 | 0 | 2.3218 | 19.1822 | 83.3342 | 0 | 0.29417 | 0.29417 | 0.035047 | 0.29417 | 0 | 0.37339 | 2.1433 | 0 | 8.6853
2025-09-21 11:00 | 0.92749 | 58.4763 | -5.6852 | 2.976 | 1.0889 | 3.4628 | 0.35265 | 0.35265 | 0.35265 | 981.929 | 1.7141 | 0 | 0 | 3.4628 | 0.37121 | 0.35265 | 0 | 0 | 1.3775 | 6.0061 | 1.3775 | 0 | 1.3775 | 20.4142 | 88.6867 | 0 | 0.30561 | 0.30561 | 0.03641 | 0.30561 | 0 | 0.38791 | 2.7702 | 0 | 9.4689
2025-09-21 12:00 | 0.84979 | 56.6012 | 22.2508 | 12.0327 | 0.99452 | 3.1627 | 0.75916 | 0.75916 | 0.75916 | 416.6091 | 1.5478 | 0 | 0 | 3.1627 | 0.79912 | 0.75916 | 0 | 0 | 0.81587 | 6.0061 | 0.81587 | 0 | 0.81587 | 21.144 | 91.8569 | 0 | 0.65778 | 0.65778 | 0.078365 | 0.65778 | 0 | 0.83508 | 2.5302 | 0 | 9.1689
2025-09-21 13:00 | 0.85653 | 49.5106 | 44.4214 | 27.0317 | 1.0061 | 3.1994 | 0.69888 | 0.69888 | 0.69888 | 457.7918 | 1.8765 | 0 | 0 | 3.1994 | 0.73567 | 0.69888 | 0 | 0 | 0.58725 | 6.0061 | 0.58725 | 0 | 0.58725 | 21.6692 | 94.1388 | 0 | 0.60555 | 0.60555 | 0.072143 | 0.60555 | 0 | 0.76877 | 2.5595 | 0 | 9.2056
2025-09-21 14:00 | 0.67247 | 39.3822 | 60.0223 | 42.0314 | 0.78842 | 2.5073 | 0.81633 | 0.81633 | 0.81633 | 307.1454 | 1.2253 | 0 | 0 | 2.5073 | 0.8593 | 0.81633 | 0 | 0 | 0.42269 | 6.0061 | 0.42269 | 0 | 0.42269 | 22.0473 | 95.7812 | 0 | 0.70731 | 0.70731 | 0.084266 | 0.70731 | 0 | 0.89796 | 2.0059 | 0 | 8.5135
2025-09-21 15:00 | 0.50458 | 27.7322 | 71.4121 | 57.0312 | 0.59131 | 1.8805 | 0.64427 | 0.64427 | 0.64427 | 291.8768 | 0.89805 | 0 | 0 | 1.8805 | 0.67818 | 0.64427 | 0 | 0 | 0.30424 | 6.0061 | 0.30424 | 0 | 0.30424 | 22.3194 | 96.9634 | 0 | 0.55823 | 0.55823 | 0.066505 | 0.55823 | 0 | 0.70869 | 1.5044 | 0 | 7.8866
2025-09-21 16:00 | 0.22951 | 15.3434 | 80.531 | 72.0311 | 0.26031 | 0.82784 | 0.49789 | 0.49789 | 0.49789 | 166.2699 | 0.08476 | 0 | 0 | 0.82784 | 0.5241 | 0.49789 | 0 | 0 | 0.21899 | 6.0061 | 0.21899 | 0 | 0.21899 | 22.5153 | 97.8143 | 0 | 0.4314 | 0.4314 | 0.051395 | 0.4314 | 0 | 0.54768 | 0.66227 | 0 | 6.834
2025-09-21 17:00 | 0.040049 | 2.6343 | 88.6153 | 87.031 | 0.042227 | 0.13429 | 0.72553 | 0.72553 | 0.72553 | 18.509 | 0 | 1.1102e-16 | 0 | 0.13429 | 0.76371 | 0.72553 | 0 | 0 | 0.15762 | 6.0061 | 0 | 0.62942 | -0.62942 | 21.8116 | 94.7571 | 0 | 0.62863 | 0.62863 | 0.074893 | 0.62863 | 0 | 0.79808 | 0.10743 | 0 | 6.1404
2025-09-21 18:00 | 0 | 0 | 96.5455 | 90 | 0 | 0 | 0.807 | 0.807 | 0.807 | 0 | 0 | 1.1102e-16 | 0 | 0 | 0.84947 | 0.807 | 0 | 0 | 0.79114 | 6.0061 | 0 | 0.84947 | -0.84947 | 20.8618 | 90.6311 | 0 | 0.69922 | 0.69922 | 0.083303 | 0.69922 | 0 | 0.8877 | 0 | 0 | 6.0061
2025-09-21 19:00 | 0 | 0 | 105.1475 | 90 | 0 | 0 | 0.62246 | 0.62246 | 0.62246 | 0 | 0 | 1.1102e-16 | 0 | 0 | 0.65523 | 0.62246 | 0 | 0 | 1.4861 | 6.0061 | 0 | 0.65523 | -0.65523 | 20.1293 | 87.4486 | 0 | 0.53934 | 0.53934 | 0.064254 | 0.53934 | 0 | 0.68471 | 0 | 0 | 6.0061
2025-09-21 20:00 | 0 | 0 | 115.4709 | 90 | 0 | 0 | 0.71848 | 0.71848 | 0.71848 | 0 | 0 | 0 | 0 | 0 | 0.75629 | 0.71848 | 0 | 0 | 1.9133 | 6.0061 | 0 | 0.75629 | -0.75629 | 19.2837 | 83.7752 | 0 | 0.62253 | 0.62253 | 0.074166 | 0.62253 | 0 | 0.79033 | 0 | 0 | 6.0061
2025-09-21 21:00 | 0 | 0 | 129.1227 | 90 | 0 | 0 | 0.8028 | 0.8028 | 0.8028 | 0 | 0 | 1.1102e-16 | 0 | 0 | 0.84505 | 0.8028 | 0 | 0 | 2.4203 | 6.0061 | 0 | 0.84505 | -0.84505 | 18.3389 | 79.6706 | 0 | 0.69559 | 0.69559 | 0.08287 | 0.69559 | 0 | 0.88308 | 0 | 0 | 6.0061
2025-09-21 22:00 | 0 | 0 | 148.3982 | 90 | 0 | 0 | 0.99747 | 0.99747 | 0.99747 | 0 | 0 | 1.1102e-16 | 0 | 0 | 1.05 | 0.99747 | 0 | 0 | 2.9866 | 6.0061 | 0 | 1.05 | -1.05 | 17.165 | 74.5708 | 0 | 0.86426 | 0.86426 | 0.10297 | 0.86426 | 0 | 1.0972 | 0 | 0 | 6.0061
2025-09-21 23:00 | 0 | 0 | 174.3792 | 90 | 0 | 0 | 0.52482 | 0.52482 | 0.52482 | 0 | 0 | 1.1102e-16 | 0 | 0 | 0.55244 | 0.52482 | 0 | 0 | 3.7141 | 6.0061 | 0 | 0.55244 | -0.55244 | 16.5474 | 71.8875 | 0 | 0.45473 | 0.45473 | 0.054175 | 0.45473 | 0 | 0.5773 | 0 | 0 | 6.0061
2025-09-22 | 0 | 0 | -157.5885 | 90 | 0 | 0 | 0.45017 | 0.45017 | 0.45017 | 0 | 0 | 5.5511e-17 | 0 | 0 | 0.47386 | 0.45017 | 0 | 0 | 3.9538 | 6.0061 | 0 | 0.47386 | -0.47386 | 16.0176 | 69.5859 | 0 | 0.39013 | 0.39013 | 0.046478 | 0.39013 | 0 | 0.49519 | 0 | 0 | 6.0061
2025-09-22 01:00 | 0 | 0 | -135.4632 | 90 | 0 | 0 | 0.37186 | 0.37186 | 0.37186 | 0 | 0 | 5.5511e-17 | 0 | 0 | 0.39143 | 0.37186 | 0 | 0 | 4.1816 | 6.0061 | 0 | 0.39143 | -0.39143 | 15.5799 | 67.6847 | 0 | 0.32226 | 0.32226 | 0.038393 | 0.32226 | 0 | 0.40904 | 0 | 0 | 6.0061
2025-09-22 02:00 | 0 | 0 | -119.8961 | 90 | 0 | 0 | 0.34007 | 0.34007 | 0.34007 | 0 | 0 | 5.5511e-17 | 0 | 0 | 0.35797 | 0.34007 | 0 | 0 | 4.3733 | 5.6998 | 0 | 0.35797 | -0.35797 | 15.1797 | 65.946 | 0 | 0.29472 | 0.29472 | 0.035111 | 0.29472 | 0 | 0.37408 | 0 | 0 | 5.6998
2025-09-22 03:00 | 0 | 0 | -108.5256 | 90 | 0 | 0 | 0.31892 | 0.31892 | 0.31892 | 0 | 0 | 5.5511e-17 | 0 | 0 | 0.33571 | 0.31892 | 0 | 0 | 4.5642 | 5.3418 | 0 | 0.33571 | -0.33571 | 14.8044 | 64.3154 | 0 | 0.27639 | 0.27639 | 0.032928 | 0.27639 | 0 | 0.35082 | 0 | 0 | 5.3418
2025-09-22 04:00 | 0 | 0 | -99.4164 | 90 | 0 | 0 | 0.39309 | 0.39309 | 0.39309 | 0 | 0 | 5.5511e-17 | 0 | 0 | 0.41378 | 0.39309 | 0 | 0 | 4.7532 | 5.0061 | 0 | 0.41378 | -0.41378 | 14.3418 | 62.3056 | 0 | 0.34066 | 0.34066 | 0.040585 | 0.34066 | 0 | 0.4324 | 0 | 0 | 5.0061
2025-09-22 05:00 | 0.0067695 | 0 | -91.3356 | 90 | 0 | 0 | 0.412 | 0.412 | 0.412 | 0 | 0 | 0 | 0 | 0 | 0.43368 | 0.412 | 0 | 0 | 5.0234 | 4.5923 | 0 | 0.43368 | -0.43368 | 13.8569 | 60.1992 | 0 | 0.35705 | 0.35705 | 0.042537 | 0.35705 | 0 | 0.4532 | 0 | 0 | 4.5923
2025-09-22 06:00 | 0.11049 | 10.1978 | -83.4039 | 77.8756 | 0.11475 | 0.36493 | 0.34581 | 0.34581 | 0.34581 | 105.5293 | 0 | 0 | 0 | 0.36493 | 0.36401 | 0.34581 | 0 | 0 | 5.143 | 4.1587 | 0.00092026 | 0 | 0.00092026 | 13.8577 | 60.2028 | 0 | 0.29969 | 0.29969 | 0.035704 | 0.29969 | 0 | 0.3804 | 0.29195 | 0 | 4.5236
2025-09-22 07:00 | 0.2517 | 22.7354 | -74.7948 | 62.8757 | 0.26406 | 0.83977 | 0.35496 | 0.35496 | 0.35496 | 236.5838 | 0 | 0 | 0 | 0.83977 | 0.37364 | 0.35496 | 0 | 0 | 5.143 | 4.1594 | 0.46613 | 0 | 0.46613 | 14.2746 | 62.014 | 0 | 0.30761 | 0.30761 | 0.036648 | 0.30761 | 0 | 0.39045 | 0.67181 | 0 | 4.9992
2025-09-22 08:00 | 0.5616 | 34.7112 | -64.4564 | 47.8758 | 0.65836 | 2.0937 | 0.44035 | 0.44035 | 0.44035 | 475.455 | 0 | 0 | 0 | 2.0937 | 0.46353 | 0.44035 | 0 | 0 | 4.8052 | 4.5323 | 1.6302 | 0 | 1.6302 | 15.7327 | 68.3483 | 0 | 0.38162 | 0.38162 | 0.045465 | 0.38162 | 0 | 0.48439 | 1.6749 | 0 | 6.626
2025-09-22 09:00 | 0.33174 | 45.5183 | -50.7771 | 32.8761 | 0.32342 | 1.0285 | 0.42548 | 0.42548 | 0.42548 | 241.7344 | 0 | 0 | 0 | 1.0285 | 0.44787 | 0.42548 | 0 | 0 | 3.6712 | 5.8364 | 0.58066 | 0 | 0.58066 | 16.252 | 70.6046 | 0 | 0.36873 | 0.36873 | 0.043929 | 0.36873 | 0 | 0.46803 | 0.82282 | 0 | 6.865
2025-09-22 10:00 | 0.42383 | 53.9749 | -31.4596 | 17.8766 | 0.42116 | 1.3394 | 0.42844 | 0.42844 | 0.42844 | 312.6108 | 0 | 0 | 0 | 1.3394 | 0.45099 | 0.42844 | 0 | 0 | 3.4716 | 6.0061 | 0.88836 | 0 | 0.88836 | 17.0466 | 74.0565 | 0 | 0.3713 | 0.3713 | 0.044235 | 0.3713 | 0 | 0.47129 | 1.0715 | 0 | 7.3455
2025-09-22 11:00 | 0.77555 | 58.0818 | -5.4446 | 2.8825 | 0.89684 | 2.8521 | 0.34097 | 0.34097 | 0.34097 | 836.4623 | 0 | 0 | 0 | 2.8521 | 0.35892 | 0.34097 | 0 | 0 | 3.0007 | 6.0061 | 2.4932 | 0 | 2.4932 | 19.2766 | 83.7443 | 0 | 0.2955 | 0.2955 | 0.035204 | 0.2955 | 0 | 0.37507 | 2.2817 | 0 | 8.8583
2025-09-22 12:00 | 0.87527 | 56.1889 | 22.1759 | 12.1261 | 1.0309 | 3.2784 | 0.75687 | 0.75687 | 0.75687 | 433.1483 | 1.0874 | 0 | 0 | 3.2784 | 0.7967 | 0.75687 | 0 | 0 | 1.3943 | 6.0061 | 1.3943 | 0 | 1.3943 | 20.5237 | 89.162 | 0 | 0.65579 | 0.65579 | 0.078128 | 0.65579 | 0 | 0.83256 | 2.6227 | 0 | 9.2845
2025-09-22 13:00 | 0.63152 | 49.1305 | 44.1683 | 27.1252 | 0.71447 | 2.2721 | 0.60967 | 0.60967 | 0.60967 | 372.6819 | 0.84878 | 0 | 0 | 2.2721 | 0.64176 | 0.60967 | 0 | 0 | 0.78159 | 6.0061 | 0.78159 | 0 | 0.78159 | 21.2227 | 92.199 | 0 | 0.52825 | 0.52825 | 0.062934 | 0.52825 | 0 | 0.67064 | 1.8177 | 0 | 8.2783
2025-09-22 14:00 | 0.36549 | 39.0403 | 59.7201 | 42.1249 | 0.37133 | 1.1809 | 0.75931 | 0.75931 | 0.75931 | 155.524 | 0 | 0 | 0 | 1.1809 | 0.79927 | 0.75931 | 0 | 0 | 0.56257 | 6.0061 | 0.38163 | 0 | 0.38163 | 21.5641 | 93.682 | 0 | 0.6579 | 0.6579 | 0.07838 | 0.6579 | 0 | 0.83524 | 0.94473 | 0 | 7.1871
2025-09-22 15:00 | 0.19304 | 27.4182 | 71.1072 | 57.1247 | 0.18608 | 0.59178 | 0.91451 | 0.91451 | 0.91451 | 64.7102 | 0 | 1.1102e-16 | 0 | 0.59178 | 0.96264 | 0.91451 | 0 | 0 | 0.53477 | 6.0061 | 0 | 0.37086 | -0.37086 | 21.1495 | 91.8807 | 0 | 0.79238 | 0.79238 | 0.094401 | 0.79238 | 0 | 1.006 | 0.47342 | 0 | 6.5979
2025-09-22 16:00 | 0.15623 | 15.0457 | 80.2324 | 72.1246 | 0.16043 | 0.51021 | 0.75224 | 0.75224 | 0.75224 | 67.8249 | 0 | 1.1102e-16 | 0 | 0.51021 | 0.79183 | 0.75224 | 0 | 0 | 1.0222 | 6.0061 | 0 | 0.28163 | -0.28163 | 20.8346 | 90.5127 | 0 | 0.65178 | 0.65178 | 0.077651 | 0.65178 | 0 | 0.82747 | 0.40817 | 0 | 6.5164
2025-09-22 17:00 | 0.025292 | 2.343 | 88.3204 | 87.1245 | 0.024986 | 0.07946 | 0.57975 | 0.57975 | 0.57975 | 13.7059 | 0 | 1.1102e-16 | 0 | 0.07946 | 0.61027 | 0.57975 | 0 | 0 | 1.2852 | 6.0061 | 0 | 0.53081 | -0.53081 | 20.2411 | 87.9346 | 0 | 0.50233 | 0.50233 | 0.059845 | 0.50233 | 0 | 0.63773 | 0.063568 | 0 | 6.0856
2025-09-22 18:00 | 0 | 0 | 96.2489 | 90 | 0 | 0 | 0.9373 | 0.9373 | 0.9373 | 0 | 0 | 1.1102e-16 | 0 | 0 | 0.98663 | 0.9373 | 0 | 0 | 1.7224 | 6.0061 | 0 | 0.98663 | -0.98663 | 19.138 | 83.1423 | 0 | 0.81213 | 0.81213 | 0.096754 | 0.81213 | 0 | 1.031 | 0 | 0 | 6.0061
2025-09-22 19:00 | 0 | 0 | 104.8448 | 90 | 0 | 0 | 0.70609 | 0.70609 | 0.70609 | 0 | 0 | 1.1102e-16 | 0 | 0 | 0.74325 | 0.70609 | 0 | 0 | 2.5084 | 6.0061 | 0 | 0.74325 | -0.74325 | 18.3071 | 79.5323 | 0 | 0.61179 | 0.61179 | 0.072887 | 0.61179 | 0 | 0.7767 | 0 | 0 | 6.0061
2025-09-22 20:00 | 0 | 0 | 115.165 | 90 | 0 | 0 | 0.64153 | 0.64153 | 0.64153 | 0 | 0 | 0 | 0 | 0 | 0.67529 | 0.64153 | 0 | 0 | 2.9795 | 6.0061 | 0 | 0.67529 | -0.67529 | 17.5521 | 76.2523 | 0 | 0.55585 | 0.55585 | 0.066222 | 0.55585 | 0 | 0.70568 | 0 | 0 | 6.0061
2025-09-22 21:00 | 0 | 0 | 128.8407 | 90 | 0 | 0 | 0.48755 | 0.48755 | 0.48755 | 0 | 0 | 5.5511e-17 | 0 | 0 | 0.51321 | 0.48755 | 0 | 0 | 3.3849 | 6.0061 | 0 | 0.51321 | -0.51321 | 16.9783 | 73.7596 | 0 | 0.42244 | 0.42244 | 0.050328 | 0.42244 | 0 | 0.5363 | 0 | 0 | 6.0061
2025-09-22 22:00 | 0 | 0 | 148.2327 | 90 | 0 | 0 | 0.5857 | 0.5857 | 0.5857 | 0 | 0 | 1.1102e-16 | 0 | 0 | 0.61653 | 0.5857 | 0 | 0 | 3.6533 | 6.0061 | 0 | 0.61653 | -0.61653 | 16.289 | 70.765 | 0 | 0.50748 | 0.50748 | 0.060459 | 0.50748 | 0 | 0.64427 | 0 | 0 | 6.0061
2025-09-22 23:00 | 0 | 0 | 174.493 | 90 | 0 | 0 | 1.0196 | 1.0196 | 1.0196 | 0 | 0 | 0 | 0 | 0 | 1.0732 | 1.0196 | 0 | 0 | 4.0432 | 6.0061 | 0 | 1.0732 | -1.0732 | 15.0891 | 65.5522 | 0 | 0.88341 | 0.88341 | 0.10525 | 0.88341 | 0 | 1.1215 | 0 | 0 | 6.0061
2025-09-23 | 0 | 0 | -157.1872 | 90 | 0 | 0 | 0.27875 | 0.27875 | 0.27875 | 0 | 0 | 5.5511e-17 | 0 | 0 | 0.29342 | 0.27875 | 0 | 0 | 4.8393 | 5.2608 | 0 | 0.29342 | -0.29342 | 14.761 | 64.127 | 0 | 0.24157 | 0.24157 | 0.028779 | 0.24157 | 0 | 0.30662 | 0 | 0 | 5.2608
2025-09-23 01:00 | 0 | 0 | -134.9748 | 90 | 0 | 0 | 0.30964 | 0.30964 | 0.30964 | 0 | 0 | 5.5511e-17 | 0 | 0 | 0.32593 | 0.30964 | 0 | 0 | 4.8639 | 4.9673 | 0 | 0.32593 | -0.32593 | 14.3966 | 62.544 | 0 | 0.26834 | 0.26834 | 0.031969 | 0.26834 | 0 | 0.3406 | 0 | 0 | 4.9673
2025-09-23 02:00 | 0 | 0 | -119.4285 | 90 | 0 | 0 | 0.41745 | 0.41745 | 0.41745 | 0 | 0 | 5.5511e-17 | 0 | 0 | 0.43942 | 0.41745 | 0 | 0 | 5.0066 | 4.6414 | 0 | 0.43942 | -0.43942 | 13.9053 | 60.4096 | 0 | 0.36177 | 0.36177 | 0.0431 | 0.36177 | 0 | 0.45919 | 0 | 0 | 4.6414
2025-09-23 03:00 | 0 | 0 | -108.095 | 90 | 0 | 0 | 0.33086 | 0.33086 | 0.33086 | 0 | 0 | 5.5511e-17 | 0 | 0 | 0.34827 | 0.33086 | 0 | 0 | 5.143 | 4.202 | 0 | 0.34827 | -0.34827 | 13.516 | 58.718 | 0 | 0.28673 | 0.28673 | 0.03416 | 0.28673 | 0 | 0.36395 | 0 | 0 | 4.202
2025-09-23 04:00 | 0 | 0 | -99.0123 | 90 | 0 | 0 | 0.37855 | 0.37855 | 0.37855 | 0 | 0 | 5.5511e-17 | 0 | 0 | 0.39847 | 0.37855 | 0 | 0 | 5.143 | 3.8537 | 0 | 0.39847 | -0.39847 | 13.0704 | 56.7826 | 0 | 0.32806 | 0.32806 | 0.039084 | 0.32806 | 0 | 0.4164 | 0 | 0 | 3.8537
2025-09-23 05:00 | 0.0043984 | 0 | -90.9428 | 90 | 0 | 0 | 0.26359 | 0.26359 | 0.26359 | 0 | 0 | 0 | 0 | 0 | 0.27746 | 0.26359 | 0 | 0 | 5.143 | 3.4552 | 0 | 0.27746 | -0.27746 | 12.7602 | 55.4349 | 0 | 0.22843 | 0.22843 | 0.027215 | 0.22843 | 0 | 0.28995 | 0 | 0 | 3.4552
2025-09-23 06:00 | 0.14845 | 10.0611 | -83.0067 | 77.7832 | 0.17263 | 0.54898 | 0.33232 | 0.33232 | 0.33232 | 165.1954 | 0 | 0 | 0 | 0.54898 | 0.34981 | 0.33232 | 0 | 0 | 5.143 | 3.1778 | 0.19917 | 0 | 0.19917 | 12.9384 | 56.2088 | 0 | 0.288 | 0.288 | 0.034311 | 0.288 | 0 | 0.36555 | 0.43918 | 0 | 3.7268
2025-09-23 07:00 | 0.42875 | 22.5814 | -74.3782 | 62.7841 | 0.51153 | 1.6268 | 0.41044 | 0.41044 | 0.41044 | 396.3443 | 0 | 0 | 0 | 1.6268 | 0.43204 | 0.41044 | 0 | 0 | 5.143 | 3.3371 | 1.1947 | 0 | 1.1947 | 14.007 | 60.8511 | 0 | 0.3557 | 0.3557 | 0.042376 | 0.3557 | 0 | 0.45148 | 1.3014 | 0 | 4.9639
2025-09-23 08:00 | 0.65683 | 34.5237 | -64.0077 | 47.7854 | 0.78093 | 2.4835 | 0.37262 | 0.37262 | 0.37262 | 666.4909 | 0 | 0 | 0 | 2.4835 | 0.39224 | 0.37262 | 0 | 0 | 4.767 | 4.2929 | 2.0913 | 0 | 2.0913 | 15.8774 | 68.9772 | 0 | 0.32293 | 0.32293 | 0.038472 | 0.32293 | 0 | 0.40989 | 1.9868 | 0 | 6.7764
2025-09-23 09:00 | 0.78488 | 45.2754 | -50.2993 | 32.7874 | 0.93041 | 2.9589 | 0.40329 | 0.40329 | 0.40329 | 733.6746 | 0 | 0 | 0 | 2.9589 | 0.42452 | 0.40329 | 0 | 0 | 3.4075 | 5.9659 | 2.5343 | 0 | 2.5343 | 18.1442 | 78.8249 | 0 | 0.3495 | 0.3495 | 0.041639 | 0.3495 | 0 | 0.44362 | 2.3671 | 0 | 8.9248
2025-09-23 10:00 | 0.85557 | 53.6539 | -31.0163 | 17.7924 | 1.0124 | 3.2196 | 0.27548 | 0.27548 | 0.27548 | 1168.729 | 1.0207 | 0 | 0 | 3.2196 | 0.28998 | 0.27548 | 0 | 0 | 1.909 | 6.0061 | 1.909 | 0 | 1.909 | 19.8516 | 86.2425 | 0 | 0.23874 | 0.23874 | 0.028442 | 0.23874 | 0 | 0.30303 | 2.5757 | 0 | 9.2258
2025-09-23 11:00 | 0.96388 | 57.6868 | -5.2102 | 2.8472 | 1.1421 | 3.6321 | 0.33495 | 0.33495 | 0.33495 | 1084.368 | 2.2874 | 0 | 0 | 3.6321 | 0.35258 | 0.33495 | 0 | 0 | 0.99213 | 6.0061 | 0.99213 | 0 | 0.99213 | 20.739 | 90.0976 | 0 | 0.29028 | 0.29028 | 0.034582 | 0.29028 | 0 | 0.36844 | 2.9057 | 0 | 9.6382
2025-09-23 12:00 | 0.92538 | 55.7768 | 22.1018 | 12.2322 | 1.0962 | 3.486 | 0.67917 | 0.67917 | 0.67917 | 513.2728 | 2.0569 | 0 | 0 | 3.486 | 0.71491 | 0.67917 | 0 | 0 | 0.71412 | 6.0061 | 0.71412 | 0 | 0.71412 | 21.3778 | 92.8725 | 0 | 0.58847 | 0.58847 | 0.070108 | 0.58847 | 0 | 0.74708 | 2.7888 | 0 | 9.4921
2025-09-23 13:00 | 0.83883 | 48.7502 | 43.9186 | 27.2237 | 0.99418 | 3.1617 | 0.87754 | 0.87754 | 0.87754 | 360.2879 | 1.7239 | 0 | 0 | 3.1617 | 0.92373 | 0.87754 | 0 | 0 | 0.51401 | 6.0061 | 0.51401 | 0 | 0.51401 | 21.8375 | 94.8698 | 0 | 0.76035 | 0.76035 | 0.090585 | 0.76035 | 0 | 0.96529 | 2.5293 | 0 | 9.1678
2025-09-23 14:00 | 0.61203 | 38.6981 | 59.4205 | 42.221 | 0.7204 | 2.291 | 0.90786 | 0.90786 | 0.90786 | 252.3507 | 0.96538 | 0 | 0 | 2.291 | 0.95564 | 0.90786 | 0 | 0 | 0.36997 | 6.0061 | 0.36997 | 0 | 0.36997 | 22.1684 | 96.3074 | 0 | 0.78662 | 0.78662 | 0.093715 | 0.78662 | 0 | 0.99865 | 1.8328 | 0 | 8.2971
2025-09-23 15:00 | 0.42195 | 27.104 | 70.8037 | 57.2195 | 0.49347 | 1.5693 | 0.57945 | 0.57945 | 0.57945 | 270.8304 | 0.69308 | 0 | 0 | 1.5693 | 0.60995 | 0.57945 | 0 | 0 | 0.2663 | 6.0061 | 0.2663 | 0 | 0.2663 | 22.4066 | 97.3421 | 0 | 0.50207 | 0.50207 | 0.059814 | 0.50207 | 0 | 0.6374 | 1.2555 | 0 | 7.5755
2025-09-23 16:00 | 0.24576 | 14.7481 | 79.9343 | 72.2185 | 0.29205 | 0.92876 | 0.67534 | 0.67534 | 0.67534 | 137.5239 | 0.026195 | 0 | 0 | 0.92876 | 0.71089 | 0.67534 | 0 | 0 | 0.19168 | 6.0061 | 0.19168 | 0 | 0.19168 | 22.578 | 98.0869 | 0 | 0.58515 | 0.58515 | 0.069713 | 0.58515 | 0 | 0.74288 | 0.74301 | 0 | 6.9349
2025-09-23 17:00 | 0.049632 | 2.0521 | 88.0253 | 87.2176 | 0.066593 | 0.21178 | 0.5751 | 0.5751 | 0.5751 | 36.8244 | 0 | 0 | 0 | 0.21178 | 0.60537 | 0.5751 | 0 | 0 | 0.13796 | 6.0061 | 0 | 0.39359 | -0.39359 | 22.138 | 96.1752 | 0 | 0.49829 | 0.49829 | 0.059365 | 0.49829 | 0 | 0.63261 | 0.16942 | 0 | 6.2179
2025-09-23 18:00 | 0 | 0 | 95.9515 | 90 | 0 | 0 | 0.65407 | 0.65407 | 0.65407 | 0 | 0 | 0 | 0 | 0 | 0.68849 | 0.65407 | 0 | 0 | 0.55134 | 6.0061 | 0 | 0.68849 | -0.68849 | 21.3682 | 92.8311 | 0 | 0.56672 | 0.56672 | 0.067517 | 0.56672 | 0 | 0.71947 | 0 | 0 | 6.0061
2025-09-23 19:00 | 0 | 0 | 104.5406 | 90 | 0 | 0 | 0.65752 | 0.65752 | 0.65752 | 0 | 0 | 0 | 0 | 0 | 0.69213 | 0.65752 | 0 | 0 | 1.1345 | 6.0061 | 0 | 0.69213 | -0.69213 | 20.5944 | 89.4693 | 0 | 0.56971 | 0.56971 | 0.067873 | 0.56971 | 0 | 0.72327 | 0 | 0 | 6.0061
2025-09-23 20:00 | 0 | 0 | 114.8564 | 90 | 0 | 0 | 0.61936 | 0.61936 | 0.61936 | 0 | 0 | 0 | 0 | 0 | 0.65196 | 0.61936 | 0 | 0 | 1.634 | 6.0061 | 0 | 0.65196 | -0.65196 | 19.8655 | 86.3027 | 0 | 0.53665 | 0.53665 | 0.063934 | 0.53665 | 0 | 0.6813 | 0 | 0 | 6.0061
2025-09-23 21:00 | 0 | 0 | 128.5545 | 90 | 0 | 0 | 0.53881 | 0.53881 | 0.53881 | 0 | 0 | 1.1102e-16 | 0 | 0 | 0.56716 | 0.53881 | 0 | 0 | 2.0589 | 6.0061 | 0 | 0.56716 | -0.56716 | 19.2314 | 83.5479 | 0 | 0.46685 | 0.46685 | 0.055619 | 0.46685 | 0 | 0.59269 | 0 | 0 | 6.0061
2025-09-23 22:00 | 0 | 0 | 148.0632 | 90 | 0 | 0 | 0.50177 | 0.50177 | 0.50177 | 0 | 0 | 0 | 0 | 0 | 0.52818 | 0.50177 | 0 | 0 | 2.397 | 6.0061 | 0 | 0.52818 | -0.52818 | 18.6409 | 80.9825 | 0 | 0.43476 | 0.43476 | 0.051796 | 0.43476 | 0 | 0.55195 | 0 | 0 | 6.0061
2025-09-23 23:00 | 0 | 0 | 174.6085 | 90 | 0 | 0 | 0.37415 | 0.37415 | 0.37415 | 0 | 0 | 5.5511e-17 | 0 | 0 | 0.39384 | 0.37415 | 0 | 0 | 2.7086 | 6.0061 | 0 | 0.39384 | -0.39384 | 18.2005 | 79.0695 | 0 | 0.32418 | 0.32418 | 0.038622 | 0.32418 | 0 | 0.41156 | 0 | 0 | 6.0061
2025-09-24 | 0 | 0 | -156.7794 | 90 | 0 | 0 | 0.41669 | 0.41669 | 0.41669 | 0 | 0 | 5.5511e-17 | 0 | 0 | 0.43862 | 0.41669 | 0 | 0 | 2.9093 | 6.0061 | 0 | 0.43862 | -0.43862 | 17.7101 | 76.9391 | 0 | 0.36112 | 0.36112 | 0.043022 | 0.36112 | 0 | 0.45836 | 0 | 0 | 6.0061
2025-09-24 01:00 | 0 | 0 | -134.482 | 90 | 0 | 0 | 0.25045 | 0.25045 | 0.25045 | 0 | 0 | 5.5511e-17 | 0 | 0 | 0.26363 | 0.25045 | 0 | 0 | 3.1753 | 6.0061 | 0 | 0.26363 | -0.26363 | 17.4154 | 75.6586 | 0 | 0.21704 | 0.21704 | 0.025858 | 0.21704 | 0 | 0.27549 | 0 | 0 | 6.0061
2025-09-24 02:00 | 0 | 0 | -118.9588 | 90 | 0 | 0 | 0.28248 | 0.28248 | 0.28248 | 0 | 0 | 0 | 0 | 0 | 0.29735 | 0.28248 | 0 | 0 | 3.2883 | 6.0061 | 0 | 0.29735 | -0.29735 | 17.083 | 74.2143 | 0 | 0.24481 | 0.24481 | 0.029165 | 0.24481 | 0 | 0.31073 | 0 | 0 | 6.0061
2025-09-24 03:00 | 0 | 0 | -107.6637 | 90 | 0 | 0 | 0.38041 | 0.38041 | 0.38041 | 0 | 0 | 5.5511e-17 | 0 | 0 | 0.40043 | 0.38041 | 0 | 0 | 3.4603 | 6.0061 | 0 | 0.40043 | -0.40043 | 16.6352 | 72.2694 | 0 | 0.32967 | 0.32967 | 0.039276 | 0.32967 | 0 | 0.41845 | 0 | 0 | 6.0061
2025-09-24 04:00 | 0 | 0 | -98.6082 | 90 | 0 | 0 | 0.26821 | 0.26821 | 0.26821 | 0 | 0 | 5.5511e-17 | 0 | 0 | 0.28232 | 0.26821 | 0 | 0 | 3.7321 | 6.0061 | 0 | 0.28232 | -0.28232 | 16.3196 | 70.8981 | 0 | 0.23244 | 0.23244 | 0.027692 | 0.23244 | 0 | 0.29503 | 0 | 0 | 6.0061
2025-09-24 05:00 | 0.0054976 | 0 | -90.5502 | 90 | 0 | 0 | 0.40945 | 0.40945 | 0.40945 | 0 | 0 | 5.5511e-17 | 0 | 0 | 0.431 | 0.40945 | 0 | 0 | 3.8853 | 6.0061 | 0 | 0.431 | -0.431 | 15.8377 | 68.8046 | 0 | 0.35484 | 0.35484 | 0.042274 | 0.35484 | 0 | 0.4504 | 0 | 0 | 6.0061
2025-09-24 06:00 | 0.15205 | 9.9236 | -82.6103 | 77.6919 | 0.18186 | 0.57836 | 0.33165 | 0.33165 | 0.33165 | 174.388 | 0 | 0 | 0 | 0.57836 | 0.34911 | 0.33165 | 0 | 0 | 4.1846 | 5.9304 | 0.22925 | 0 | 0.22925 | 16.0428 | 69.6955 | 0 | 0.28742 | 0.28742 | 0.034242 | 0.28742 | 0 | 0.36482 | 0.46269 | 0 | 6.5087
2025-09-24 07:00 | 0.35325 | 22.426 | -73.963 | 62.6946 | 0.41738 | 1.3273 | 0.40001 | 0.40001 | 0.40001 | 331.8271 | 0 | 0 | 0 | 1.3273 | 0.42106 | 0.40001 | 0 | 0 | 3.9153 | 6.0061 | 0.90627 | 0 | 0.90627 | 16.8534 | 73.217 | 0 | 0.34666 | 0.34666 | 0.041299 | 0.34666 | 0 | 0.44001 | 1.0619 | 0 | 7.3335
2025-09-24 08:00 | 0.54465 | 34.3341 | -63.5616 | 47.6981 | 0.6441 | 2.0483 | 0.34043 | 0.34043 | 0.34043 | 601.6868 | 0 | 0 | 0 | 2.0483 | 0.35835 | 0.34043 | 0 | 0 | 3.2475 | 6.0061 | 1.69 | 0 | 1.69 | 18.365 | 79.7838 | 0 | 0.29503 | 0.29503 | 0.035148 | 0.29503 | 0 | 0.37448 | 1.6387 | 0 | 8.0545
2025-09-24 09:00 | 0.63771 | 45.0303 | -49.8264 | 32.7038 | 0.74193 | 2.3595 | 0.40482 | 0.40482 | 0.40482 | 582.8407 | 0 | 0 | 0 | 2.3595 | 0.42613 | 0.40482 | 0 | 0 | 2.1391 | 6.0061 | 1.9333 | 0 | 1.9333 | 20.0942 | 87.2961 | 0 | 0.35083 | 0.35083 | 0.041796 | 0.35083 | 0 | 0.4453 | 1.8876 | 0 | 8.3656
2025-09-24 10:00 | 0.73002 | 53.3312 | -30.5807 | 17.7177 | 0.85006 | 2.7033 | 0.23815 | 0.23815 | 0.23815 | 1135.128 | 1.4465 | 0 | 0 | 2.7033 | 0.25069 | 0.23815 | 0 | 0 | 1.0062 | 6.0061 | 1.0062 | 0 | 1.0062 | 20.9941 | 91.2057 | 0 | 0.20639 | 0.20639 | 0.024588 | 0.20639 | 0 | 0.26197 | 2.1627 | 0 | 8.7095
2025-09-24 11:00 | 0.9077 | 57.2915 | -4.9819 | 2.8722 | 1.0786 | 3.4303 | 0.18965 | 0.18965 | 0.18965 | 1808.748 | 2.5964 | 0 | 0 | 3.4303 | 0.19963 | 0.18965 | 0 | 0 | 0.63421 | 6.0061 | 0.63421 | 0 | 0.63421 | 21.5614 | 93.6701 | 0 | 0.16435 | 0.16435 | 0.019581 | 0.16435 | 0 | 0.20861 | 2.7442 | 0 | 9.4364
2025-09-24 12:00 | 0.78908 | 55.365 | 22.0284 | 12.3505 | 0.92786 | 2.9507 | 0.82821 | 0.82821 | 0.82821 | 356.2807 | 1.6225 | 0 | 0 | 2.9507 | 0.8718 | 0.82821 | 0 | 0 | 0.45649 | 6.0061 | 0.45649 | 0 | 0.45649 | 21.9697 | 95.4438 | 0 | 0.7176 | 0.7176 | 0.085492 | 0.7176 | 0 | 0.91103 | 2.3606 | 0 | 8.9569
2025-09-24 13:00 | 0.80232 | 48.3698 | 43.6721 | 27.3271 | 0.95454 | 3.0356 | 0.56772 | 0.56772 | 0.56772 | 534.7014 | 2.1094 | 0 | 0 | 3.0356 | 0.5976 | 0.56772 | 0 | 0 | 0.32857 | 6.0061 | 0.32857 | 0 | 0.32857 | 22.2635 | 96.7206 | 0 | 0.4919 | 0.4919 | 0.058603 | 0.4919 | 0 | 0.62449 | 2.4285 | 0 | 9.0417
2025-09-24 14:00 | 0.63454 | 38.3556 | 59.1234 | 42.3197 | 0.75464 | 2.3999 | 0.54397 | 0.54397 | 0.54397 | 441.1816 | 1.5908 | 0 | 0 | 2.3999 | 0.5726 | 0.54397 | 0 | 0 | 0.2365 | 6.0061 | 0.2365 | 0 | 0.2365 | 22.4751 | 97.6395 | 0 | 0.47132 | 0.47132 | 0.056151 | 0.47132 | 0 | 0.59836 | 1.9199 | 0 | 8.406
2025-09-24 15:00 | 0.35263 | 26.7896 | 70.5017 | 57.3156 | 0.39605 | 1.2595 | 0.43626 | 0.43626 | 0.43626 | 288.7036 | 0.63005 | 0 | 0 | 1.2595 | 0.45922 | 0.43626 | 0 | 0 | 0.17023 | 6.0061 | 0.17023 | 0 | 0.17023 | 22.6273 | 98.301 | 0 | 0.378 | 0.378 | 0.045033 | 0.378 | 0 | 0.47988 | 1.0076 | 0 | 7.2656
2025-09-24 16:00 | 0.19683 | 14.4506 | 79.6369 | 72.3128 | 0.22419 | 0.71297 | 0.57159 | 0.57159 | 0.57159 | 124.7362 | 0 | 0 | 0 | 0.71297 | 0.60167 | 0.57159 | 0 | 0 | 0.12253 | 6.0061 | 0.11131 | 0 | 0.11131 | 22.7269 | 98.7335 | 0 | 0.49525 | 0.49525 | 0.059002 | 0.49525 | 0 | 0.62874 | 0.57038 | 0 | 6.7191
2025-09-24 17:00 | 0.02871 | 1.7616 | 87.7303 | 87.3103 | 0.033504 | 0.10655 | 0.74721 | 0.74721 | 0.74721 | 14.2594 | 0 | 1.1102e-16 | 0 | 0.10655 | 0.78653 | 0.74721 | 0 | 0 | 0.096243 | 6.0061 | 0 | 0.67999 | -0.67999 | 21.9666 | 95.4307 | 0 | 0.64742 | 0.64742 | 0.077131 | 0.64742 | 0 | 0.82193 | 0.085238 | 0 | 6.1127
2025-09-24 18:00 | 0 | 0 | 95.6534 | 90 | 0 | 0 | 0.49883 | 0.49883 | 0.49883 | 0 | 0 | 5.5511e-17 | 0 | 0 | 0.52508 | 0.49883 | 0 | 0 | 0.74333 | 6.0061 | 0 | 0.52508 | -0.52508 | 21.3796 | 92.8803 | 0 | 0.43221 | 0.43221 | 0.051492 | 0.43221 | 0 | 0.54871 | 0 | 0 | 6.0061
2025-09-24 19:00 | 0 | 0 | 104.2347 | 90 | 0 | 0 | 0.67503 | 0.67503 | 0.67503 | 0 | 0 | 1.1102e-16 | 0 | 0 | 0.71056 | 0.67503 | 0 | 0 | 1.1256 | 6.0061 | 0 | 0.71056 | -0.71056 | 20.5851 | 89.429 | 0 | 0.58488 | 0.58488 | 0.069681 | 0.58488 | 0 | 0.74254 | 0 | 0 | 6.0061
2025-09-24 20:00 | 0 | 0 | 114.545 | 90 | 0 | 0 | 0.70174 | 0.70174 | 0.70174 | 0 | 0 | 1.1102e-16 | 0 | 0 | 0.73867 | 0.70174 | 0 | 0 | 1.6431 | 6.0061 | 0 | 0.73867 | -0.73867 | 19.7593 | 85.8412 | 0 | 0.60802 | 0.60802 | 0.072438 | 0.60802 | 0 | 0.77191 | 0 | 0 | 6.0061
2025-09-24 21:00 | 0 | 0 | 128.264 | 90 | 0 | 0 | 0.38972 | 0.38972 | 0.38972 | 0 | 0 | 5.5511e-17 | 0 | 0 | 0.41024 | 0.38972 | 0 | 0 | 2.1435 | 6.0061 | 0 | 0.41024 | -0.41024 | 19.3006 | 83.8486 | 0 | 0.33768 | 0.33768 | 0.04023 | 0.33768 | 0 | 0.4287 | 0 | 0 | 6.0061
2025-09-24 22:00 | 0 | 0 | 147.8896 | 90 | 0 | 0 | 0.44446 | 0.44446 | 0.44446 | 0 | 0 | 5.5511e-17 | 0 | 0 | 0.46785 | 0.44446 | 0 | 0 | 2.3265 | 6.0061 | 0 | 0.46785 | -0.46785 | 18.7775 | 81.5762 | 0 | 0.3851 | 0.3851 | 0.045879 | 0.3851 | 0 | 0.4889 | 0 | 0 | 6.0061
2025-09-24 23:00 | 0 | 0 | 174.7258 | 90 | 0 | 0 | 0.82816 | 0.82816 | 0.82816 | 0 | 0 | 1.1102e-16 | 0 | 0 | 0.87175 | 0.82816 | 0 | 0 | 2.602 | 6.0061 | 0 | 0.87175 | -0.87175 | 17.8029 | 77.342 | 0 | 0.71756 | 0.71756 | 0.085488 | 0.71756 | 0 | 0.91098 | 0 | 0 | 6.0061
2025-09-25 | 0 | 0 | -156.3651 | 90 | 0 | 0 | 0.38913 | 0.38913 | 0.38913 | 0 | 0 | 5.5511e-17 | 0 | 0 | 0.40961 | 0.38913 | 0 | 0 | 3.2486 | 6.0061 | 0 | 0.40961 | -0.40961 | 17.3449 | 75.3525 | 0 | 0.33723 | 0.33723 | 0.040176 | 0.33723 | 0 | 0.42804 | 0 | 0 | 6.0061
2025-09-25 01:00 | 0 | 0 | -133.9848 | 90 | 0 | 0 | 0.40242 | 0.40242 | 0.40242 | 0 | 0 | 5.5511e-17 | 0 | 0 | 0.4236 | 0.40242 | 0 | 0 | 3.4222 | 6.0061 | 0 | 0.4236 | -0.4236 | 16.8713 | 73.295 | 0 | 0.34874 | 0.34874 | 0.041548 | 0.34874 | 0 | 0.44266 | 0 | 0 | 6.0061
2025-09-25 02:00 | 0 | 0 | -118.4873 | 90 | 0 | 0 | 0.35966 | 0.35966 | 0.35966 | 0 | 0 | 5.5511e-17 | 0 | 0 | 0.37858 | 0.35966 | 0 | 0 | 3.6542 | 6.0061 | 0 | 0.37858 | -0.37858 | 16.4481 | 71.4562 | 0 | 0.31169 | 0.31169 | 0.037133 | 0.31169 | 0 | 0.39562 | 0 | 0 | 6.0061
2025-09-25 03:00 | 0 | 0 | -107.2318 | 90 | 0 | 0 | 0.38463 | 0.38463 | 0.38463 | 0 | 0 | 5.5511e-17 | 0 | 0 | 0.40488 | 0.38463 | 0 | 0 | 3.8636 | 6.0061 | 0 | 0.40488 | -0.40488 | 15.9954 | 69.4897 | 0 | 0.33333 | 0.33333 | 0.039712 | 0.33333 | 0 | 0.4231 | 0 | 0 | 6.0061
2025-09-25 04:00 | 0 | 0 | -98.2041 | 90 | 0 | 0 | 0.31356 | 0.31356 | 0.31356 | 0 | 0 | 0 | 0 | 0 | 0.33007 | 0.31356 | 0 | 0 | 4.1114 | 6.0061 | 0 | 0.33007 | -0.33007 | 15.6264 | 67.8865 | 0 | 0.27174 | 0.27174 | 0.032374 | 0.27174 | 0 | 0.34492 | 0 | 0 | 6.0061
2025-09-25 05:00 | 0.0046496 | 0 | -90.1582 | 90 | 0 | 0 | 0.3545 | 0.3545 | 0.3545 | 0 | 0 | 5.5511e-17 | 0 | 0 | 0.37316 | 0.3545 | 0 | 0 | 4.2945 | 5.7413 | 0 | 0.37316 | -0.37316 | 15.2092 | 66.074 | 0 | 0.30722 | 0.30722 | 0.036601 | 0.30722 | 0 | 0.38995 | 0 | 0 | 5.7413
2025-09-25 06:00 | 0.16823 | 9.7852 | -82.2149 | 77.602 | 0.2104 | 0.66912 | 0.46461 | 0.46461 | 0.46461 | 144.0167 | 0 | 0 | 0 | 0.66912 | 0.48907 | 0.46461 | 0 | 0 | 4.5288 | 5.3682 | 0.18005 | 0 | 0.18005 | 15.3702 | 66.7736 | 0 | 0.40264 | 0.40264 | 0.04797 | 0.40264 | 0 | 0.51107 | 0.5353 | 0 | 6.0373
2025-09-25 07:00 | 0.40218 | 22.2691 | -73.5494 | 62.6072 | 0.48797 | 1.5518 | 0.48005 | 0.48005 | 0.48005 | 323.2646 | 0 | 0 | 0 | 1.5518 | 0.50531 | 0.48005 | 0 | 0 | 4.2981 | 5.5122 | 1.0465 | 0 | 1.0465 | 16.3062 | 70.8401 | 0 | 0.41602 | 0.41602 | 0.049563 | 0.41602 | 0 | 0.52805 | 1.2415 | 0 | 7.0641
2025-09-25 08:00 | 0.57326 | 34.1426 | -63.1184 | 47.614 | 0.68676 | 2.184 | 0.37408 | 0.37408 | 0.37408 | 583.8407 | 0 | 0 | 0 | 2.184 | 0.39377 | 0.37408 | 0 | 0 | 3.525 | 6.0061 | 1.7903 | 0 | 1.7903 | 17.9075 | 77.7965 | 0 | 0.32419 | 0.32419 | 0.038622 | 0.32419 | 0 | 0.41149 | 1.7472 | 0 | 8.1902
2025-09-25 09:00 | 0.75782 | 44.783 | -49.3586 | 32.6253 | 0.90666 | 2.8833 | 0.40839 | 0.40839 | 0.40839 | 706.0256 | 0.093524 | 0 | 0 | 2.8833 | 0.42989 | 0.40839 | 0 | 0 | 2.3599 | 6.0061 | 2.3599 | 0 | 2.3599 | 20.0183 | 86.9665 | 0 | 0.35392 | 0.35392 | 0.042165 | 0.35392 | 0 | 0.44923 | 2.3067 | 0 | 8.8895
2025-09-25 10:00 | 0.89355 | 53.0069 | -30.1528 | 17.6528 | 1.0678 | 3.3959 | 0.50646 | 0.50646 | 0.50646 | 670.5208 | 1.9229 | 0 | 0 | 3.3959 | 0.53311 | 0.50646 | 0 | 0 | 0.93992 | 6.0061 | 0.93992 | 0 | 0.93992 | 20.859 | 90.6188 | 0 | 0.43891 | 0.43891 | 0.05229 | 0.43891 | 0 | 0.5571 | 2.7167 | 0 | 9.4021
2025-09-25 11:00 | 0.82635 | 56.8961 | -4.7597 | 2.956 | 0.97933 | 3.1144 | 0.38608 | 0.38608 | 0.38608 | 806.6801 | 2.0315 | 0 | 0 | 3.1144 | 0.4064 | 0.38608 | 0 | 0 | 0.67654 | 6.0061 | 0.67654 | 0 | 0.67654 | 21.4641 | 93.2476 | 0 | 0.33459 | 0.33459 | 0.039861 | 0.33459 | 0 | 0.42469 | 2.4915 | 0 | 9.1206
2025-09-25 12:00 | 0.70673 | 54.9537 | 21.9555 | 12.4804 | 0.81503 | 2.5919 | 0.83083 | 0.83083 | 0.83083 | 311.9701 | 1.2304 | 0 | 0 | 2.5919 | 0.87456 | 0.83083 | 0 | 0 | 0.48696 | 6.0061 | 0.48696 | 0 | 0.48696 | 21.8997 | 95.1398 | 0 | 0.71988 | 0.71988 | 0.085763 | 0.71988 | 0 | 0.91391 | 2.0736 | 0 | 8.5981
2025-09-25 13:00 | 0.68247 | 47.9896 | 43.4287 | 27.4352 | 0.80019 | 2.5447 | 0.78544 | 0.78544 | 0.78544 | 323.9901 | 1.3675 | 0 | 0 | 2.5447 | 0.82678 | 0.78544 | 0 | 0 | 0.3505 | 6.0061 | 0.3505 | 0 | 0.3505 | 22.2131 | 96.5017 | 0 | 0.68054 | 0.68054 | 0.081078 | 0.68054 | 0 | 0.86398 | 2.0358 | 0 | 8.5509
2025-09-25 14:00 | 0.5689 | 38.0131 | 58.8288 | 42.4208 | 0.66991 | 2.1304 | 0.56898 | 0.56898 | 0.56898 | 374.4275 | 1.2792 | 0 | 0 | 2.1304 | 0.59893 | 0.56898 | 0 | 0 | 0.25228 | 6.0061 | 0.25228 | 0 | 0.25228 | 22.4388 | 97.482 | 0 | 0.49299 | 0.49299 | 0.058733 | 0.49299 | 0 | 0.62588 | 1.7043 | 0 | 8.1366
2025-09-25 15:00 | 0.41452 | 26.4753 | 70.2011 | 57.4128 | 0.49215 | 1.5651 | 0.88187 | 0.88187 | 0.88187 | 177.4781 | 0.45525 | 0 | 0 | 1.5651 | 0.92828 | 0.88187 | 0 | 0 | 0.18159 | 6.0061 | 0.18159 | 0 | 0.18159 | 22.6012 | 98.1876 | 0 | 0.7641 | 0.7641 | 0.091032 | 0.7641 | 0 | 0.97005 | 1.2521 | 0 | 7.5713
2025-09-25 16:00 | 0.21593 | 14.1535 | 79.3402 | 72.4073 | 0.25814 | 0.82092 | 0.69628 | 0.69628 | 0.69628 | 117.9009 | 0 | 0 | 0 | 0.82092 | 0.73292 | 0.69628 | 0 | 0 | 0.1307 | 6.0061 | 0.087993 | 0 | 0.087993 | 22.6799 | 98.5295 | 0 | 0.60329 | 0.60329 | 0.071874 | 0.60329 | 0 | 0.7659 | 0.65673 | 0 | 6.8271
2025-09-25 17:00 | 0.038119 | 1.4719 | 87.4352 | 87.4025 | 0.062711 | 0.19943 | 1.044 | 1.044 | 1.044 | 19.1033 | 0 | 0 | 0 | 0.19943 | 1.0989 | 1.044 | 0 | 0 | 0.12473 | 6.0061 | 0 | 0.89947 | -0.89947 | 21.6743 | 94.1607 | 0 | 0.90454 | 0.90454 | 0.10776 | 0.90454 | 0 | 1.1484 | 0.15954 | 0 | 6.2056
2025-09-25 18:00 | 0 | 0 | 95.3545 | 90 | 0 | 0 | 0.88531 | 0.88531 | 0.88531 | 0 | 0 | 1.1102e-16 | 0 | 0 | 0.9319 | 0.88531 | 0 | 0 | 0.94994 | 6.0061 | 0 | 0.9319 | -0.9319 | 20.6324 | 89.6343 | 0 | 0.76707 | 0.76707 | 0.091386 | 0.76707 | 0 | 0.97384 | 0 | 0 | 6.0061
2025-09-25 19:00 | 0 | 0 | 103.9273 | 90 | 0 | 0 | 0.90386 | 0.90386 | 0.90386 | 0 | 0 | 0 | 0 | 0 | 0.95144 | 0.90386 | 0 | 0 | 1.6801 | 6.0061 | 0 | 0.95144 | -0.95144 | 19.5686 | 85.0131 | 0 | 0.78315 | 0.78315 | 0.093302 | 0.78315 | 0 | 0.99425 | 0 | 0 | 6.0061
2025-09-25 20:00 | 0 | 0 | 114.2308 | 90 | 0 | 0 | 0.55732 | 0.55732 | 0.55732 | 0 | 0 | 0 | 0 | 0 | 0.58666 | 0.55732 | 0 | 0 | 2.3358 | 6.0061 | 0 | 0.58666 | -0.58666 | 18.9127 | 82.1636 | 0 | 0.4829 | 0.4829 | 0.05753 | 0.4829 | 0 | 0.61306 | 0 | 0 | 6.0061
2025-09-25 21:00 | 0 | 0 | 127.9692 | 90 | 0 | 0 | 0.46601 | 0.46601 | 0.46601 | 0 | 0 | 5.5511e-17 | 0 | 0 | 0.49053 | 0.46601 | 0 | 0 | 2.6286 | 6.0061 | 0 | 0.49053 | -0.49053 | 18.3643 | 79.781 | 0 | 0.40377 | 0.40377 | 0.048104 | 0.40377 | 0 | 0.51261 | 0 | 0 | 6.0061
2025-09-25 22:00 | 0 | 0 | 147.7116 | 90 | 0 | 0 | 0.51382 | 0.51382 | 0.51382 | 0 | 0 | 1.1102e-16 | 0 | 0 | 0.54086 | 0.51382 | 0 | 0 | 2.8759 | 6.0061 | 0 | 0.54086 | -0.54086 | 17.7596 | 77.1539 | 0 | 0.4452 | 0.4452 | 0.05304 | 0.4452 | 0 | 0.5652 | 0 | 0 | 6.0061
2025-09-25 23:00 | 0 | 0 | 174.8447 | 90 | 0 | 0 | 0.85025 | 0.85025 | 0.85025 | 0 | 0 | 1.1102e-16 | 0 | 0 | 0.895 | 0.85025 | 0 | 0 | 3.2011 | 6.0061 | 0 | 0.895 | -0.895 | 16.759 | 72.8068 | 0 | 0.7367 | 0.7367 | 0.087768 | 0.7367 | 0 | 0.93527 | 0 | 0 | 6.0061
2025-09-26 | 0 | 0 | -155.9445 | 90 | 0 | 0 | 0.46488 | 0.46488 | 0.46488 | 0 | 0 | 0 | 0 | 0 | 0.48935 | 0.46488 | 0 | 0 | 3.8504 | 6.0061 | 0 | 0.48935 | -0.48935 | 16.2119 | 70.43 | 0 | 0.40288 | 0.40288 | 0.047997 | 0.40288 | 0 | 0.51137 | 0 | 0 | 6.0061
2025-09-26 01:00 | 0 | 0 | -133.4835 | 90 | 0 | 0 | 0.38476 | 0.38476 | 0.38476 | 0 | 0 | 5.5511e-17 | 0 | 0 | 0.40501 | 0.38476 | 0 | 0 | 4.084 | 6.0061 | 0 | 0.40501 | -0.40501 | 15.759 | 68.4628 | 0 | 0.33344 | 0.33344 | 0.039725 | 0.33344 | 0 | 0.42324 | 0 | 0 | 6.0061
2025-09-26 02:00 | 0 | 0 | -118.0141 | 90 | 0 | 0 | 0.40845 | 0.40845 | 0.40845 | 0 | 0 | 0 | 0 | 0 | 0.42995 | 0.40845 | 0 | 0 | 4.2819 | 5.86 | 0 | 0.42995 | -0.42995 | 15.2783 | 66.3745 | 0 | 0.35398 | 0.35398 | 0.042171 | 0.35398 | 0 | 0.4493 | 0 | 0 | 5.86
2025-09-26 03:00 | 0 | 0 | -106.7995 | 90 | 0 | 0 | 0.45942 | 0.45942 | 0.45942 | 0 | 0 | 5.5511e-17 | 0 | 0 | 0.4836 | 0.45942 | 0 | 0 | 4.5327 | 5.43 | 0 | 0.4836 | -0.4836 | 14.7377 | 64.0255 | 0 | 0.39814 | 0.39814 | 0.047433 | 0.39814 | 0 | 0.50536 | 0 | 0 | 5.43
2025-09-26 04:00 | 0 | 0 | -97.8003 | 90 | 0 | 0 | 0.33492 | 0.33492 | 0.33492 | 0 | 0 | 0 | 0 | 0 | 0.35254 | 0.33492 | 0 | 0 | 4.8411 | 4.9464 | 0 | 0.35254 | -0.35254 | 14.3435 | 62.3132 | 0 | 0.29025 | 0.29025 | 0.034579 | 0.29025 | 0 | 0.36841 | 0 | 0 | 4.9464
2025-09-26 05:00 | 0.0054322 | 0 | -89.7669 | 90 | 0 | 0 | 0.44907 | 0.44907 | 0.44907 | 0 | 0 | 5.5511e-17 | 0 | 0 | 0.47271 | 0.44907 | 0 | 0 | 5.0279 | 4.5939 | 0 | 0.47271 | -0.47271 | 13.815 | 60.0172 | 0 | 0.38918 | 0.38918 | 0.046365 | 0.38918 | 0 | 0.49398 | 0 | 0 | 4.5939
2025-09-26 06:00 | 0.17114 | 9.6458 | -81.8206 | 77.5135 | 0.21923 | 0.6972 | 0.34398 | 0.34398 | 0.34398 | 202.6903 | 0 | 0 | 0 | 0.6972 | 0.36208 | 0.34398 | 0 | 0 | 5.143 | 4.1212 | 0.33513 | 0 | 0.33513 | 14.1148 | 61.3194 | 0 | 0.2981 | 0.2981 | 0.035514 | 0.2981 | 0 | 0.37837 | 0.55776 | 0 | 4.8184
2025-09-26 07:00 | 0.425 | 22.1108 | -73.1376 | 62.5221 | 0.52123 | 1.6576 | 0.37294 | 0.37294 | 0.37294 | 444.4596 | 0 | 0 | 0 | 1.6576 | 0.39257 | 0.37294 | 0 | 0 | 4.9788 | 4.3893 | 1.265 | 0 | 1.265 | 15.2462 | 66.2349 | 0 | 0.3232 | 0.3232 | 0.038505 | 0.3232 | 0 | 0.41024 | 1.3261 | 0 | 6.0469
2025-09-26 08:00 | 0.62019 | 33.9492 | -62.6782 | 47.5334 | 0.75037 | 2.3863 | 0.2687 | 0.2687 | 0.2687 | 888.1003 | 0 | 0 | 0 | 2.3863 | 0.28284 | 0.2687 | 0 | 0 | 4.0592 | 5.4013 | 2.1035 | 0 | 2.1035 | 17.1276 | 74.4084 | 0 | 0.23286 | 0.23286 | 0.027742 | 0.23286 | 0 | 0.29557 | 1.9091 | 0 | 7.7876
2025-09-26 09:00 | 0.83632 | 44.5337 | -48.8959 | 32.5521 | 1.008 | 3.2057 | 0.35279 | 0.35279 | 0.35279 | 908.6737 | 0.1334 | 0 | 0 | 3.2057 | 0.37136 | 0.35279 | 0 | 0 | 2.7009 | 6.0061 | 2.7009 | 0 | 2.7009 | 19.5434 | 84.9034 | 0 | 0.30573 | 0.30573 | 0.036424 | 0.30573 | 0 | 0.38807 | 2.5646 | 0 | 9.2118
2025-09-26 10:00 | 0.90516 | 52.6811 | -29.7329 | 17.5979 | 1.0869 | 3.4565 | 0.26174 | 0.26174 | 0.26174 | 1320.558 | 2.0923 | 0 | 0 | 3.4565 | 0.27552 | 0.26174 | 0 | 0 | 1.0887 | 6.0061 | 1.0887 | 0 | 1.0887 | 20.5172 | 89.1338 | 0 | 0.22683 | 0.22683 | 0.027024 | 0.22683 | 0 | 0.28792 | 2.7652 | 0 | 9.4626
2025-09-26 11:00 | 0.95241 | 56.5006 | -4.5436 | 3.0936 | 1.1427 | 3.634 | 0.35045 | 0.35045 | 0.35045 | 1036.95 | 2.4814 | 0 | 0 | 3.634 | 0.36889 | 0.35045 | 0 | 0 | 0.78363 | 6.0061 | 0.78363 | 0 | 0.78363 | 21.2181 | 92.1787 | 0 | 0.30371 | 0.30371 | 0.036182 | 0.30371 | 0 | 0.38549 | 2.9072 | 0 | 9.6401
2025-09-26 12:00 | 0.95921 | 54.5429 | 21.8831 | 12.6216 | 1.1522 | 3.6643 | 0.8749 | 0.8749 | 0.8749 | 418.8273 | 2.1793 | 0 | 0 | 3.6643 | 0.92095 | 0.8749 | 0 | 0 | 0.56404 | 6.0061 | 0.56404 | 0 | 0.56404 | 21.7226 | 94.3704 | 0 | 0.75806 | 0.75806 | 0.090313 | 0.75806 | 0 | 0.96239 | 2.9315 | 0 | 9.6705
2025-09-26 13:00 | 0.83144 | 47.6096 | 43.1882 | 27.5479 | 0.99959 | 3.1789 | 0.63442 | 0.63442 | 0.63442 | 501.0693 | 2.1051 | 0 | 0 | 3.1789 | 0.66781 | 0.63442 | 0 | 0 | 0.40598 | 6.0061 | 0.40598 | 0 | 0.40598 | 22.0857 | 95.9479 | 0 | 0.54969 | 0.54969 | 0.065488 | 0.54969 | 0 | 0.69786 | 2.5431 | 0 | 9.185
2025-09-26 14:00 | 0.69275 | 37.6707 | 58.5366 | 42.5241 | 0.83661 | 2.6606 | 0.77359 | 0.77359 | 0.77359 | 343.925 | 1.554 | 0 | 0 | 2.6606 | 0.81431 | 0.77359 | 0 | 0 | 0.29222 | 6.0061 | 0.29222 | 0 | 0.29222 | 22.347 | 97.0834 | 0 | 0.67028 | 0.67028 | 0.079855 | 0.67028 | 0 | 0.85095 | 2.1285 | 0 | 8.6667
2025-09-26 15:00 | 0.50884 | 26.1613 | 69.9021 | 57.5111 | 0.62075 | 1.9741 | 0.80705 | 0.80705 | 0.80705 | 244.606 | 0.91424 | 0 | 0 | 1.9741 | 0.84953 | 0.80705 | 0 | 0 | 0.21033 | 6.0061 | 0.21033 | 0 | 0.21033 | 22.5352 | 97.9007 | 0 | 0.69927 | 0.69927 | 0.083309 | 0.69927 | 0 | 0.88776 | 1.5793 | 0 | 7.9802
2025-09-26 16:00 | 0.26619 | 13.857 | 79.0442 | 72.5018 | 0.3338 | 1.0615 | 0.9277 | 0.9277 | 0.9277 | 114.4254 | 0 | 0 | 0 | 1.0615 | 0.97653 | 0.9277 | 0 | 0 | 0.15139 | 6.0061 | 0.084998 | 0 | 0.084998 | 22.6112 | 98.231 | 0 | 0.80381 | 0.80381 | 0.095763 | 0.80381 | 0 | 1.0205 | 0.84922 | 0 | 7.0677
2025-09-26 17:00 | 0.035577 | 1.183 | 87.1402 | 87.494 | 0.0693 | 0.22039 | 0.91035 | 0.91035 | 0.91035 | 24.209 | 0 | 0 | 0 | 0.22039 | 0.95827 | 0.91035 | 0 | 0 | 0.15661 | 6.0061 | 0 | 0.73788 | -0.73788 | 21.7862 | 94.647 | 0 | 0.78878 | 0.78878 | 0.093972 | 0.78878 | 0 | 1.0014 | 0.17631 | 0 | 6.2265
2025-09-26 18:00 | 0 | 0 | 95.055 | 90 | 0 | 0 | 0.44552 | 0.44552 | 0.44552 | 0 | 0 | 0 | 0 | 0 | 0.46897 | 0.44552 | 0 | 0 | 0.85793 | 6.0061 | 0 | 0.46897 | -0.46897 | 21.2619 | 92.3692 | 0 | 0.38602 | 0.38602 | 0.045989 | 0.38602 | 0 | 0.49007 | 0 | 0 | 6.0061
2025-09-26 19:00 | 0 | 0 | 103.6184 | 90 | 0 | 0 | 0.91193 | 0.91193 | 0.91193 | 0 | 0 | 1.1102e-16 | 0 | 0 | 0.95993 | 0.91193 | 0 | 0 | 1.1819 | 6.0061 | 0 | 0.95993 | -0.95993 | 20.1887 | 87.7067 | 0 | 0.79015 | 0.79015 | 0.094135 | 0.79015 | 0 | 1.0031 | 0 | 0 | 6.0061
2025-09-26 20:00 | 0 | 0 | 113.9138 | 90 | 0 | 0 | 1.0258 | 1.0258 | 1.0258 | 0 | 0 | 0 | 0 | 0 | 1.0798 | 1.0258 | 0 | 0 | 1.9283 | 6.0061 | 0 | 1.0798 | -1.0798 | 18.9814 | 82.462 | 0 | 0.8888 | 0.8888 | 0.10589 | 0.8888 | 0 | 1.1284 | 0 | 0 | 6.0061
2025-09-26 21:00 | 0 | 0 | 127.67 | 90 | 0 | 0 | 0.89557 | 0.89557 | 0.89557 | 0 | 0 | 1.1102e-16 | 0 | 0 | 0.94271 | 0.89557 | 0 | 0 | 2.6984 | 6.0061 | 0 | 0.94271 | -0.94271 | 17.9275 | 77.8832 | 0 | 0.77597 | 0.77597 | 0.092446 | 0.77597 | 0 | 0.98513 | 0 | 0 | 6.0061
2025-09-26 22:00 | 0 | 0 | 147.529 | 90 | 0 | 0 | 0.85476 | 0.85476 | 0.85476 | 0 | 0 | 0 | 0 | 0 | 0.89975 | 0.85476 | 0 | 0 | 3.2905 | 6.0061 | 0 | 0.89975 | -0.89975 | 16.9215 | 73.513 | 0 | 0.74061 | 0.74061 | 0.088233 | 0.74061 | 0 | 0.94024 | 0 | 0 | 6.0061
2025-09-26 23:00 | 0 | 0 | 174.9649 | 90 | 0 | 0 | 0.9599 | 0.9599 | 0.9599 | 0 | 0 | 2.2204e-16 | 0 | 0 | 1.0104 | 0.9599 | 0 | 0 | 3.8412 | 6.0061 | 0 | 1.0104 | -1.0104 | 15.7918 | 68.6052 | 0 | 0.83171 | 0.83171 | 0.099087 | 0.83171 | 0 | 1.0559 | 0 | 0 | 6.0061
2025-09-27 | 0 | 0 | -155.5177 | 90 | 0 | 0 | 0.2351 | 0.2351 | 0.2351 | 0 | 0 | 2.7756e-17 | 0 | 0 | 0.24747 | 0.2351 | 0 | 0 | 4.4964 | 5.8893 | 0 | 0.24747 | -0.24747 | 15.5151 | 67.4032 | 0 | 0.20374 | 0.20374 | 0.024273 | 0.20374 | 0 | 0.25861 | 0 | 0 | 5.8893
2025-09-27 01:00 | 0 | 0 | -132.9783 | 90 | 0 | 0 | 0.34673 | 0.34673 | 0.34673 | 0 | 0 | 5.5511e-17 | 0 | 0 | 0.36498 | 0.34673 | 0 | 0 | 4.4526 | 5.6419 | 0 | 0.36498 | -0.36498 | 15.1071 | 65.6305 | 0 | 0.30048 | 0.30048 | 0.035798 | 0.30048 | 0 | 0.3814 | 0 | 0 | 5.6419
2025-09-27 02:00 | 0 | 0 | -117.5394 | 90 | 0 | 0 | 0.44404 | 0.44404 | 0.44404 | 0 | 0 | 5.5511e-17 | 0 | 0 | 0.46741 | 0.44404 | 0 | 0 | 4.6255 | 5.2769 | 0 | 0.46741 | -0.46741 | 14.5845 | 63.3602 | 0 | 0.38482 | 0.38482 | 0.045845 | 0.38482 | 0 | 0.48844 | 0 | 0 | 5.2769
2025-09-27 03:00 | 0 | 0 | -106.3671 | 90 | 0 | 0 | 0.30731 | 0.30731 | 0.30731 | 0 | 0 | 5.5511e-17 | 0 | 0 | 0.32348 | 0.30731 | 0 | 0 | 4.9208 | 4.8095 | 0 | 0.32348 | -0.32348 | 14.2228 | 61.789 | 0 | 0.26632 | 0.26632 | 0.031728 | 0.26632 | 0 | 0.33804 | 0 | 0 | 4.8095
2025-09-27 04:00 | 0 | 0 | -97.3969 | 90 | 0 | 0 | 0.32187 | 0.32187 | 0.32187 | 0 | 0 | 0 | 0 | 0 | 0.33881 | 0.32187 | 0 | 0 | 5.0846 | 4.486 | 0 | 0.33881 | -0.33881 | 13.844 | 60.1434 | 0 | 0.27894 | 0.27894 | 0.033232 | 0.27894 | 0 | 0.35405 | 0 | 0 | 4.486
2025-09-27 05:00 | 0.004036 | 0 | -89.3764 | 90 | 0 | 0 | 0.4173 | 0.4173 | 0.4173 | 0 | 0 | 5.5511e-17 | 0 | 0 | 0.43927 | 0.4173 | 0 | 0 | 5.143 | 4.1472 | 0 | 0.43927 | -0.43927 | 13.3529 | 58.0098 | 0 | 0.36165 | 0.36165 | 0.043085 | 0.36165 | 0 | 0.45903 | 0 | 0 | 4.1472
2025-09-27 06:00 | 0.11617 | 9.5056 | -81.4275 | 77.4265 | 0.13276 | 0.4222 | 0.2555 | 0.2555 | 0.2555 | 165.247 | 0 | 0 | 0 | 0.4222 | 0.26894 | 0.2555 | 0 | 0 | 5.143 | 3.7079 | 0.15326 | 0 | 0.15326 | 13.49 | 58.6053 | 0 | 0.22142 | 0.22142 | 0.026379 | 0.22142 | 0 | 0.28105 | 0.33776 | 0 | 4.1301
2025-09-27 07:00 | 0.19641 | 21.951 | -72.7277 | 62.4393 | 0.19741 | 0.6278 | 0.24109 | 0.24109 | 0.24109 | 260.3989 | 0 | 0 | 0 | 0.6278 | 0.25378 | 0.24109 | 0 | 0 | 5.143 | 3.8305 | 0.37402 | 0 | 0.37402 | 13.8245 | 60.0587 | 0 | 0.20894 | 0.20894 | 0.024892 | 0.20894 | 0 | 0.2652 | 0.50224 | 0 | 4.4583
2025-09-27 08:00 | 0.29744 | 33.7539 | -62.2411 | 47.4563 | 0.29904 | 0.951 | 0.30095 | 0.30095 | 0.30095 | 315.9971 | 0 | 0 | 0 | 0.951 | 0.31679 | 0.30095 | 0 | 0 | 5.0603 | 4.1297 | 0.63421 | 0 | 0.63421 | 14.3918 | 62.523 | 0 | 0.26081 | 0.26081 | 0.031072 | 0.26081 | 0 | 0.33105 | 0.7608 | 0 | 5.0807
2025-09-27 09:00 | 0.416 | 44.2823 | -48.4387 | 32.4843 | 0.42895 | 1.3641 | 0.39871 | 0.39871 | 0.39871 | 342.1371 | 0 | 0 | 0 | 1.3641 | 0.4197 | 0.39871 | 0 | 0 | 4.6385 | 4.6371 | 0.94444 | 0 | 0.94444 | 15.2365 | 66.1928 | 0 | 0.34553 | 0.34553 | 0.041166 | 0.34553 | 0 | 0.43858 | 1.0913 | 0 | 6.0012
2025-09-27 10:00 | 0.67376 | 52.354 | -29.3209 | 17.5529 | 0.77961 | 2.4793 | 0.36039 | 0.36039 | 0.36039 | 687.9536 | 0 | 0 | 0 | 2.4793 | 0.37935 | 0.36039 | 0 | 0 | 4.0536 | 5.3927 | 2.0999 | 0 | 2.0999 | 17.1148 | 74.3526 | 0 | 0.31232 | 0.31232 | 0.037209 | 0.31232 | 0 | 0.39643 | 1.9834 | 0 | 7.872
2025-09-27 11:00 | 0.85547 | 56.1053 | -4.3337 | 3.278 | 1.0269 | 3.2656 | 0.34392 | 0.34392 | 0.34392 | 949.5234 | 0.19954 | 0 | 0 | 3.2656 | 0.36202 | 0.34392 | 0 | 0 | 2.7041 | 6.0061 | 2.7041 | 0 | 2.7041 | 19.5334 | 84.8598 | 0 | 0.29805 | 0.29805 | 0.035509 | 0.29805 | 0 | 0.37831 | 2.6125 | 0 | 9.2718
2025-09-27 12:00 | 0.90062 | 54.1329 | 21.811 | 12.7734 | 1.085 | 3.4503 | 0.70334 | 0.70334 | 0.70334 | 490.5664 | 1.6181 | 0 | 0 | 3.4503 | 0.74035 | 0.70334 | 0 | 0 | 1.0919 | 6.0061 | 1.0919 | 0 | 1.0919 | 20.5099 | 89.1024 | 0 | 0.60941 | 0.60941 | 0.072603 | 0.60941 | 0 | 0.77367 | 2.7603 | 0 | 9.4565
2025-09-27 13:00 | 0.70527 | 47.2301 | 42.9506 | 27.6648 | 0.84144 | 2.6759 | 0.30192 | 0.30192 | 0.30192 | 886.3188 | 1.5722 | 0 | 0 | 2.6759 | 0.31781 | 0.30192 | 0 | 0 | 0.78589 | 6.0061 | 0.78589 | 0 | 0.78589 | 21.2129 | 92.1561 | 0 | 0.2616 | 0.2616 | 0.031166 | 0.2616 | 0 | 0.33211 | 2.1408 | 0 | 8.6821
2025-09-27 14:00 | 0.59298 | 37.3287 | 58.2468 | 42.6296 | 0.71317 | 2.268 | 0.58091 | 0.58091 | 0.58091 | 390.4209 | 1.0909 | 0 | 0 | 2.268 | 0.61149 | 0.58091 | 0 | 0 | 0.56567 | 6.0061 | 0.56567 | 0 | 0.56567 | 21.7188 | 94.3541 | 0 | 0.50333 | 0.50333 | 0.059965 | 0.50333 | 0 | 0.639 | 1.8144 | 0 | 8.2742
2025-09-27 15:00 | 0.43623 | 25.8477 | 69.6045 | 57.6102 | 0.53247 | 1.6933 | 0.88113 | 0.88113 | 0.88113 | 192.1779 | 0.35868 | 0 | 0 | 1.6933 | 0.92751 | 0.88113 | 0 | 0 | 0.40716 | 6.0061 | 0.40716 | 0 | 0.40716 | 22.083 | 95.9362 | 0 | 0.76346 | 0.76346 | 0.090955 | 0.76346 | 0 | 0.96924 | 1.3547 | 0 | 7.6995
2025-09-27 16:00 | 0.20266 | 13.5611 | 78.7488 | 72.5964 | 0.24693 | 0.78527 | 0.68767 | 0.68767 | 0.68767 | 114.192 | 0 | 0 | 0 | 0.78527 | 0.72386 | 0.68767 | 0 | 0 | 0.29306 | 6.0061 | 0.061401 | 0 | 0.061401 | 22.1379 | 96.1748 | 0 | 0.59583 | 0.59583 | 0.070985 | 0.59583 | 0 | 0.75644 | 0.62821 | 0 | 6.7914
2025-09-27 17:00 | 0.021649 | 0.89517 | 86.8452 | 87.5847 | 0.032064 | 0.10197 | 0.46589 | 0.46589 | 0.46589 | 21.887 | 0 | 5.5511e-17 | 0 | 0.10197 | 0.49041 | 0.46589 | 0 | 0 | 0.37718 | 6.0061 | 0 | 0.38844 | -0.38844 | 21.7036 | 94.2881 | 0 | 0.40367 | 0.40367 | 0.048092 | 0.40367 | 0 | 0.51248 | 0.081576 | 0 | 6.1081
2025-09-27 18:00 | 0 | 0 | 94.7548 | 90 | 0 | 0 | 0.81419 | 0.81419 | 0.81419 | 0 | 0 | 1.1102e-16 | 0 | 0 | 0.85705 | 0.81419 | 0 | 0 | 0.78924 | 6.0061 | 0 | 0.85705 | -0.85705 | 20.7454 | 90.1253 | 0 | 0.70546 | 0.70546 | 0.084046 | 0.70546 | 0 | 0.89561 | 0 | 0 | 6.0061
2025-09-27 19:00 | 0 | 0 | 103.3079 | 90 | 0 | 0 | 0.66564 | 0.66564 | 0.66564 | 0 | 0 | 1.1102e-16 | 0 | 0 | 0.70068 | 0.66564 | 0 | 0 | 1.5258 | 6.0061 | 0 | 0.70068 | -0.70068 | 19.962 | 86.722 | 0 | 0.57675 | 0.57675 | 0.068711 | 0.57675 | 0 | 0.73221 | 0 | 0 | 6.0061
2025-09-27 20:00 | 0 | 0 | 113.5939 | 90 | 0 | 0 | 0.50827 | 0.50827 | 0.50827 | 0 | 0 | 1.1102e-16 | 0 | 0 | 0.53502 | 0.50827 | 0 | 0 | 2.008 | 6.0061 | 0 | 0.53502 | -0.53502 | 19.3638 | 84.1234 | 0 | 0.44039 | 0.44039 | 0.052467 | 0.44039 | 0 | 0.5591 | 0 | 0 | 6.0061
2025-09-27 21:00 | 0 | 0 | 127.3662 | 90 | 0 | 0 | 0.61859 | 0.61859 | 0.61859 | 0 | 0 | 1.1102e-16 | 0 | 0 | 0.65114 | 0.61859 | 0 | 0 | 2.3157 | 6.0061 | 0 | 0.65114 | -0.65114 | 18.6359 | 80.9607 | 0 | 0.53598 | 0.53598 | 0.063854 | 0.53598 | 0 | 0.68045 | 0 | 0 | 6.0061
2025-09-27 22:00 | 0 | 0 | 147.3416 | 90 | 0 | 0 | 0.78927 | 0.78927 | 0.78927 | 0 | 0 | 0 | 0 | 0 | 0.83082 | 0.78927 | 0 | 0 | 2.7418 | 6.0061 | 0 | 0.83082 | -0.83082 | 17.707 | 76.9253 | 0 | 0.68387 | 0.68387 | 0.081474 | 0.68387 | 0 | 0.8682 | 0 | 0 | 6.0061
2025-09-27 23:00 | 0 | 0 | 175.0864 | 90 | 0 | 0 | 0.75913 | 0.75913 | 0.75913 | 0 | 0 | 1.1102e-16 | 0 | 0 | 0.79908 | 0.75913 | 0 | 0 | 3.3174 | 6.0061 | 0 | 0.79908 | -0.79908 | 16.8136 | 73.044 | 0 | 0.65775 | 0.65775 | 0.078362 | 0.65775 | 0 | 0.83504 | 0 | 0 | 6.0061
2025-09-28 | 0 | 0 | -155.0848 | 90 | 0 | 0 | 0.47551 | 0.47551 | 0.47551 | 0 | 0 | 0 | 0 | 0 | 0.50054 | 0.47551 | 0 | 0 | 3.8317 | 6.0061 | 0 | 0.50054 | -0.50054 | 16.2539 | 70.6128 | 0 | 0.41209 | 0.41209 | 0.049095 | 0.41209 | 0 | 0.52306 | 0 | 0 | 6.0061
2025-09-28 01:00 | 0 | 0 | -132.4695 | 90 | 0 | 0 | 0.37798 | 0.37798 | 0.37798 | 0 | 0 | 5.5511e-17 | 0 | 0 | 0.39788 | 0.37798 | 0 | 0 | 4.0688 | 6.0061 | 0 | 0.39788 | -0.39788 | 15.8091 | 68.6803 | 0 | 0.32757 | 0.32757 | 0.039025 | 0.32757 | 0 | 0.41578 | 0 | 0 | 6.0061
2025-09-28 02:00 | 0 | 0 | -117.0636 | 90 | 0 | 0 | 0.31864 | 0.31864 | 0.31864 | 0 | 0 | 5.5511e-17 | 0 | 0 | 0.33541 | 0.31864 | 0 | 0 | 4.2557 | 5.9048 | 0 | 0.33541 | -0.33541 | 15.4341 | 67.0512 | 0 | 0.27614 | 0.27614 | 0.032898 | 0.27614 | 0 | 0.3505 | 0 | 0 | 5.9048
2025-09-28 03:00 | 0 | 0 | -105.9346 | 90 | 0 | 0 | 0.4149 | 0.4149 | 0.4149 | 0 | 0 | 0 | 0 | 0 | 0.43673 | 0.4149 | 0 | 0 | 4.4208 | 5.5694 | 0 | 0.43673 | -0.43673 | 14.9458 | 64.9299 | 0 | 0.35956 | 0.35956 | 0.042837 | 0.35956 | 0 | 0.45639 | 0 | 0 | 5.5694
2025-09-28 04:00 | 0 | 0 | -96.9941 | 90 | 0 | 0 | 0.3134 | 0.3134 | 0.3134 | 0 | 0 | 0 | 0 | 0 | 0.32989 | 0.3134 | 0 | 0 | 4.7013 | 5.1326 | 0 | 0.32989 | -0.32989 | 14.577 | 63.3276 | 0 | 0.2716 | 0.2716 | 0.032357 | 0.2716 | 0 | 0.34474 | 0 | 0 | 5.1326
2025-09-28 05:00 | 0.0034399 | 0 | -88.9869 | 90 | 0 | 0 | 0.44368 | 0.44368 | 0.44368 | 0 | 0 | 0 | 0 | 0 | 0.46703 | 0.44368 | 0 | 0 | 4.8812 | 4.8027 | 0 | 0.46703 | -0.46703 | 14.0548 | 61.0592 | 0 | 0.3845 | 0.3845 | 0.045808 | 0.3845 | 0 | 0.48805 | 0 | 0 | 4.8027
2025-09-28 06:00 | 0.10997 | 9.3644 | -81.0359 | 77.3411 | 0.12476 | 0.39676 | 0.34993 | 0.34993 | 0.34993 | 113.3838 | 0 | 0 | 0 | 0.39676 | 0.36835 | 0.34993 | 0 | 0 | 5.143 | 4.3357 | 0.028416 | 0 | 0.028416 | 14.0803 | 61.1696 | 0 | 0.30326 | 0.30326 | 0.036129 | 0.30326 | 0 | 0.38492 | 0.31741 | 0 | 4.7325
2025-09-28 07:00 | 0.32632 | 21.7898 | -72.32 | 62.359 | 0.393 | 1.2498 | 0.45781 | 0.45781 | 0.45781 | 272.9948 | 0 | 0 | 0 | 1.2498 | 0.48191 | 0.45781 | 0 | 0 | 5.0614 | 4.3585 | 0.7679 | 0 | 0.7679 | 14.7671 | 64.1534 | 0 | 0.39675 | 0.39675 | 0.047268 | 0.39675 | 0 | 0.50359 | 0.99984 | 0 | 5.6083
2025-09-28 08:00 | 0.44728 | 33.5568 | -61.8075 | 47.3828 | 0.51589 | 1.6406 | 0.3674 | 0.3674 | 0.3674 | 446.5543 | 0 | 0 | 0 | 1.6406 | 0.38673 | 0.3674 | 0 | 0 | 4.4629 | 4.9728 | 1.2539 | 0 | 1.2539 | 15.8886 | 69.0257 | 0 | 0.3184 | 0.3184 | 0.037933 | 0.3184 | 0 | 0.40414 | 1.3125 | 0 | 6.6134
2025-09-28 09:00 | 0.46184 | 44.029 | -47.9871 | 32.422 | 0.49377 | 1.5703 | 0.36609 | 0.36609 | 0.36609 | 428.9288 | 0 | 0 | 0 | 1.5703 | 0.38536 | 0.36609 | 0 | 0 | 3.6372 | 5.9759 | 1.1849 | 0 | 1.1849 | 16.9484 | 73.6299 | 0 | 0.31727 | 0.31727 | 0.037798 | 0.31727 | 0 | 0.4027 | 1.2562 | 0 | 7.5462
2025-09-28 10:00 | 0.45038 | 52.0256 | -28.9169 | 17.5182 | 0.45926 | 1.4605 | 0.26074 | 0.26074 | 0.26074 | 560.1314 | 0 | 0 | 0 | 1.4605 | 0.27447 | 0.26074 | 0 | 0 | 2.9742 | 6.0061 | 1.186 | 0 | 1.186 | 18.0093 | 78.2386 | 0 | 0.22597 | 0.22597 | 0.026921 | 0.22597 | 0 | 0.28682 | 1.1684 | 0 | 7.4667
2025-09-28 11:00 | 0.47386 | 55.7101 | -4.1299 | 3.5016 | 0.48348 | 1.5375 | 0.1836 | 0.1836 | 0.1836 | 837.4626 | 0 | 0 | 0 | 1.5375 | 0.19326 | 0.1836 | 0 | 0 | 2.3514 | 6.0061 | 1.3443 | 0 | 1.3443 | 19.2116 | 83.4621 | 0 | 0.15911 | 0.15911 | 0.018956 | 0.15911 | 0 | 0.20196 | 1.23 | 0 | 7.5437
2025-09-28 12:00 | 0.64183 | 53.7238 | 21.7389 | 12.9352 | 0.72917 | 2.3189 | 0.71831 | 0.71831 | 0.71831 | 322.8242 | 0 | 0 | 0 | 2.3189 | 0.75612 | 0.71831 | 0 | 0 | 1.6331 | 6.0061 | 1.5628 | 0 | 1.5628 | 20.6094 | 89.5345 | 0 | 0.62238 | 0.62238 | 0.074149 | 0.62238 | 0 | 0.79015 | 1.8551 | 0 | 8.325
2025-09-28 13:00 | 0.75405 | 46.8512 | 42.7157 | 27.7859 | 0.91223 | 2.9011 | 0.79306 | 0.79306 | 0.79306 | 365.8054 | 1.2808 | 0 | 0 | 2.9011 | 0.8348 | 0.79306 | 0 | 0 | 0.7855 | 6.0061 | 0.7855 | 0 | 0.7855 | 21.312 | 92.5867 | 0 | 0.68715 | 0.68715 | 0.081864 | 0.68715 | 0 | 0.87237 | 2.3208 | 0 | 8.9072
2025-09-28 14:00 | 0.61651 | 36.9871 | 57.9593 | 42.737 | 0.74999 | 2.3851 | 0.67348 | 0.67348 | 0.67348 | 354.1469 | 1.1416 | 0 | 0 | 2.3851 | 0.70892 | 0.67348 | 0 | 0 | 0.53461 | 6.0061 | 0.53461 | 0 | 0.53461 | 21.7902 | 94.6641 | 0 | 0.58354 | 0.58354 | 0.06952 | 0.58354 | 0 | 0.74083 | 1.9081 | 0 | 8.3913
2025-09-28 15:00 | 0.39754 | 25.5347 | 69.3084 | 57.71 | 0.48161 | 1.5316 | 0.79251 | 0.79251 | 0.79251 | 193.2594 | 0.31257 | 0 | 0 | 1.5316 | 0.83422 | 0.79251 | 0 | 0 | 0.3848 | 6.0061 | 0.3848 | 0 | 0.3848 | 22.1343 | 96.1593 | 0 | 0.68667 | 0.68667 | 0.081807 | 0.68667 | 0 | 0.87176 | 1.2253 | 0 | 7.5377
2025-09-28 16:00 | 0.15234 | 13.2661 | 78.4542 | 72.6908 | 0.16811 | 0.53463 | 0.64777 | 0.64777 | 0.64777 | 82.534 | 0 | 0 | 0 | 0.53463 | 0.68187 | 0.64777 | 0 | 0 | 0.27697 | 6.0061 | 0 | 0.14723 | -0.14723 | 21.9697 | 95.4442 | 0 | 0.56127 | 0.56127 | 0.066867 | 0.56127 | 0 | 0.71255 | 0.42771 | 0 | 6.5408
2025-09-28 17:00 | 0.012909 | 0.60849 | 86.5502 | 87.6746 | 0.014167 | 0.045052 | 0.81057 | 0.81057 | 0.81057 | 5.5581 | 0 | 1.1102e-16 | 0 | 0.045052 | 0.85323 | 0.81057 | 0 | 0 | 0.53018 | 6.0061 | 0 | 0.80818 | -0.80818 | 21.0662 | 91.5188 | 0 | 0.70232 | 0.70232 | 0.083672 | 0.70232 | 0 | 0.89162 | 0.036042 | 0 | 6.0512
2025-09-28 18:00 | 0 | 0 | 94.4541 | 90 | 0 | 0 | 0.627 | 0.627 | 0.627 | 0 | 0 | 0 | 0 | 0 | 0.66 | 0.627 | 0 | 0 | 1.2853 | 6.0061 | 0 | 0.66 | -0.66 | 20.3283 | 88.3131 | 0 | 0.54326 | 0.54326 | 0.064722 | 0.54326 | 0 | 0.68969 | 0 | 0 | 6.0061
2025-09-28 19:00 | 0 | 0 | 102.9959 | 90 | 0 | 0 | 0.96639 | 0.96639 | 0.96639 | 0 | 0 | 1.1102e-16 | 0 | 0 | 1.0173 | 0.96639 | 0 | 0 | 1.7658 | 6.0061 | 0 | 1.0173 | -1.0173 | 19.1909 | 83.3722 | 0 | 0.83733 | 0.83733 | 0.099757 | 0.83733 | 0 | 1.063 | 0 | 0 | 6.0061
2025-09-28 20:00 | 0 | 0 | 113.2713 | 90 | 0 | 0 | 0.69199 | 0.69199 | 0.69199 | 0 | 0 | 1.1102e-16 | 0 | 0 | 0.72841 | 0.69199 | 0 | 0 | 2.5275 | 6.0061 | 0 | 0.72841 | -0.72841 | 18.3766 | 79.8342 | 0 | 0.59958 | 0.59958 | 0.071431 | 0.59958 | 0 | 0.76119 | 0 | 0 | 6.0061
2025-09-28 21:00 | 0 | 0 | 127.0578 | 90 | 0 | 0 | 0.55423 | 0.55423 | 0.55423 | 0 | 0 | 1.1102e-16 | 0 | 0 | 0.5834 | 0.55423 | 0 | 0 | 2.9579 | 6.0061 | 0 | 0.5834 | -0.5834 | 17.7243 | 77.0005 | 0 | 0.48021 | 0.48021 | 0.057211 | 0.48021 | 0 | 0.60965 | 0 | 0 | 6.0061
2025-09-28 22:00 | 0 | 0 | 147.1492 | 90 | 0 | 0 | 0.60867 | 0.60867 | 0.60867 | 0 | 0 | 1.1102e-16 | 0 | 0 | 0.6407 | 0.60867 | 0 | 0 | 3.2713 | 6.0061 | 0 | 0.6407 | -0.6407 | 17.008 | 73.8885 | 0 | 0.52738 | 0.52738 | 0.06283 | 0.52738 | 0 | 0.66954 | 0 | 0 | 6.0061
2025-09-28 23:00 | 0 | 0 | 175.2091 | 90 | 0 | 0 | 0.88025 | 0.88025 | 0.88025 | 0 | 0 | 1.1102e-16 | 0 | 0 | 0.92658 | 0.88025 | 0 | 0 | 3.664 | 6.0061 | 0 | 0.92658 | -0.92658 | 15.972 | 69.388 | 0 | 0.76269 | 0.76269 | 0.090864 | 0.76269 | 0 | 0.96827 | 0 | 0 | 6.0061
2025-09-29 | 0 | 0 | -154.6458 | 90 | 0 | 0 | 0.41554 | 0.41554 | 0.41554 | 0 | 0 | 0 | 0 | 0 | 0.43741 | 0.41554 | 0 | 0 | 4.3167 | 6.0061 | 0 | 0.43741 | -0.43741 | 15.483 | 67.2635 | 0 | 0.36012 | 0.36012 | 0.042903 | 0.36012 | 0 | 0.45709 | 0 | 0 | 6.0061
2025-09-29 01:00 | 0 | 0 | -131.9571 | 90 | 0 | 0 | 0.27461 | 0.27461 | 0.27461 | 0 | 0 | 0 | 0 | 0 | 0.28906 | 0.27461 | 0 | 0 | 4.4879 | 5.6131 | 0 | 0.28906 | -0.28906 | 15.1598 | 65.8594 | 0 | 0.23798 | 0.23798 | 0.028353 | 0.23798 | 0 | 0.30207 | 0 | 0 | 5.6131
2025-09-29 02:00 | 0 | 0 | -116.5867 | 90 | 0 | 0 | 0.34659 | 0.34659 | 0.34659 | 0 | 0 | 0 | 0 | 0 | 0.36483 | 0.34659 | 0 | 0 | 4.5829 | 5.324 | 0 | 0.36483 | -0.36483 | 14.7519 | 64.0874 | 0 | 0.30036 | 0.30036 | 0.035784 | 0.30036 | 0 | 0.38125 | 0 | 0 | 5.324
2025-09-29 03:00 | 0 | 0 | -105.5022 | 90 | 0 | 0 | 0.48584 | 0.48584 | 0.48584 | 0 | 0 | 5.5511e-17 | 0 | 0 | 0.51141 | 0.48584 | 0 | 0 | 4.7937 | 4.9592 | 0 | 0.51141 | -0.51141 | 14.1801 | 61.6034 | 0 | 0.42104 | 0.42104 | 0.050161 | 0.42104 | 0 | 0.53442 | 0 | 0 | 4.9592
2025-09-29 04:00 | 0 | 0 | -96.592 | 90 | 0 | 0 | 0.39116 | 0.39116 | 0.39116 | 0 | 0 | 5.5511e-17 | 0 | 0 | 0.41175 | 0.39116 | 0 | 0 | 5.143 | 4.4478 | 0 | 0.41175 | -0.41175 | 13.7198 | 59.6035 | 0 | 0.33899 | 0.33899 | 0.040386 | 0.33899 | 0 | 0.43028 | 0 | 0 | 4.4478
2025-09-29 05:00 | 0.0026871 | 0 | -88.5986 | 90 | 0 | 0 | 0.48651 | 0.48651 | 0.48651 | 0 | 0 | 1.1102e-16 | 0 | 0 | 0.51211 | 0.48651 | 0 | 0 | 5.143 | 4.036 | 0 | 0.51211 | -0.51211 | 13.1472 | 57.1161 | 0 | 0.42162 | 0.42162 | 0.05023 | 0.42162 | 0 | 0.53516 | 0 | 0 | 4.036
2025-09-29 06:00 | 0.11601 | 9.2223 | -80.6459 | 77.2575 | 0.13792 | 0.43862 | 0.42467 | 0.42467 | 0.42467 | 103.286 | 0 | 0 | 0 | 0.43862 | 0.44702 | 0.42467 | 0 | 0 | 5.143 | 3.5239 | 0 | 0.0083962 | -0.0083962 | 13.1378 | 57.0753 | 0 | 0.36803 | 0.36803 | 0.043846 | 0.36803 | 0 | 0.46714 | 0.3509 | 0 | 3.9625
2025-09-29 07:00 | 0.29244 | 21.6271 | -71.9146 | 62.2814 | 0.34217 | 1.0882 | 0.16693 | 0.16693 | 0.16693 | 651.8667 | 0 | 0 | 0 | 1.0882 | 0.17572 | 0.16693 | 0 | 0 | 5.143 | 3.5155 | 0.91245 | 0 | 0.91245 | 13.954 | 60.6208 | 0 | 0.14467 | 0.14467 | 0.017235 | 0.14467 | 0 | 0.18362 | 0.87054 | 0 | 4.6037
2025-09-29 08:00 | 0.40001 | 33.3578 | -61.3774 | 47.313 | 0.4455 | 1.4168 | 0.32061 | 0.32061 | 0.32061 | 441.8978 | 0 | 0 | 0 | 1.4168 | 0.33748 | 0.32061 | 0 | 0 | 4.8926 | 4.2455 | 1.0793 | 0 | 1.0793 | 14.9193 | 64.8146 | 0 | 0.27785 | 0.27785 | 0.033102 | 0.27785 | 0 | 0.35267 | 1.1334 | 0 | 5.6622
2025-09-29 09:00 | 0.51676 | 43.7738 | -47.5412 | 32.3653 | 0.57769 | 1.8372 | 0.4071 | 0.4071 | 0.4071 | 451.2804 | 0 | 0 | 0 | 1.8372 | 0.42853 | 0.4071 | 0 | 0 | 4.2052 | 5.1089 | 1.4086 | 0 | 1.4086 | 16.1792 | 70.2882 | 0 | 0.3528 | 0.3528 | 0.042032 | 0.3528 | 0 | 0.44781 | 1.4697 | 0 | 6.9461
2025-09-29 10:00 | 0.56452 | 51.6962 | -28.5209 | 17.4937 | 0.62078 | 1.9742 | 0.36956 | 0.36956 | 0.36956 | 534.2088 | 0 | 0 | 0 | 1.9742 | 0.38901 | 0.36956 | 0 | 0 | 3.3658 | 6.0061 | 1.5852 | 0 | 1.5852 | 17.597 | 76.4478 | 0 | 0.32027 | 0.32027 | 0.038155 | 0.32027 | 0 | 0.40651 | 1.5794 | 0 | 7.9803
2025-09-29 11:00 | 0.66801 | 55.3154 | -3.9323 | 3.757 | 0.76603 | 2.4361 | 0.38008 | 0.38008 | 0.38008 | 640.9515 | 0 | 0 | 0 | 2.4361 | 0.40008 | 0.38008 | 0 | 0 | 2.4773 | 6.0061 | 2.036 | 0 | 2.036 | 19.4181 | 84.3592 | 0 | 0.32938 | 0.32938 | 0.039242 | 0.32938 | 0 | 0.41808 | 1.9489 | 0 | 8.4423
2025-09-29 12:00 | 0.88839 | 53.3158 | 21.6669 | 13.1065 | 1.0794 | 3.4327 | 0.9794 | 0.9794 | 0.9794 | 350.4884 | 1.0808 | 0 | 0 | 3.4327 | 1.0309 | 0.9794 | 0 | 0 | 1.3209 | 6.0061 | 1.3209 | 0 | 1.3209 | 20.5996 | 89.4919 | 0 | 0.8486 | 0.8486 | 0.1011 | 0.8486 | 0 | 1.0773 | 2.7461 | 0 | 9.4388
2025-09-29 13:00 | 0.8233 | 46.4731 | 42.4834 | 27.9109 | 1.0043 | 3.1938 | 0.66947 | 0.66947 | 0.66947 | 477.0683 | 1.7313 | 0 | 0 | 3.1938 | 0.7047 | 0.66947 | 0 | 0 | 0.7578 | 6.0061 | 0.7578 | 0 | 0.7578 | 21.2774 | 92.4365 | 0 | 0.58006 | 0.58006 | 0.069106 | 0.58006 | 0 | 0.73641 | 2.555 | 0 | 9.2
2025-09-29 14:00 | 0.61848 | 36.6461 | 57.6742 | 42.8462 | 0.75747 | 2.4089 | 0.57503 | 0.57503 | 0.57503 | 418.9125 | 1.2581 | 0 | 0 | 2.4089 | 0.60529 | 0.57503 | 0 | 0 | 0.54545 | 6.0061 | 0.54545 | 0 | 0.54545 | 21.7653 | 94.5559 | 0 | 0.49824 | 0.49824 | 0.059358 | 0.49824 | 0 | 0.63253 | 1.9271 | 0 | 8.415
2025-09-29 15:00 | 0.369 | 25.2225 | 69.0138 | 57.8104 | 0.44233 | 1.4067 | 0.52087 | 0.52087 | 0.52087 | 270.0632 | 0.4658 | 0 | 0 | 1.4067 | 0.54829 | 0.52087 | 0 | 0 | 0.3926 | 6.0061 | 0.3926 | 0 | 0.3926 | 22.1164 | 96.0815 | 0 | 0.45131 | 0.45131 | 0.053768 | 0.45131 | 0 | 0.57296 | 1.1254 | 0 | 7.4128
2025-09-29 16:00 | 0.16575 | 12.9721 | 78.1603 | 72.785 | 0.19367 | 0.61592 | 0.63558 | 0.63558 | 0.63558 | 96.9068 | 0 | 0 | 0 | 0.61592 | 0.66903 | 0.63558 | 0 | 0 | 0.28259 | 6.0061 | 0 | 0.053111 | -0.053111 | 22.057 | 95.8235 | 0 | 0.5507 | 0.5507 | 0.065608 | 0.5507 | 0 | 0.69914 | 0.49273 | 0 | 6.6221
2025-09-29 17:00 | 0.017972 | 0.32315 | 86.2554 | 87.7634 | 0.037412 | 0.11898 | 0.79638 | 0.79638 | 0.79638 | 14.9398 | 0 | 0 | 0 | 0.11898 | 0.83829 | 0.79638 | 0 | 0 | 0.45382 | 6.0061 | 0 | 0.71931 | -0.71931 | 21.2528 | 92.3297 | 0 | 0.69002 | 0.69002 | 0.082207 | 0.69002 | 0 | 0.87601 | 0.095182 | 0 | 6.1251
2025-09-29 18:00 | 0 | 0 | 94.1527 | 90 | 0 | 0 | 0.75891 | 0.75891 | 0.75891 | 0 | 0 | 1.1102e-16 | 0 | 0 | 0.79885 | 0.75891 | 0 | 0 | 1.1449 | 6.0061 | 0 | 0.79885 | -0.79885 | 20.3597 | 88.4496 | 0 | 0.65756 | 0.65756 | 0.078339 | 0.65756 | 0 | 0.8348 | 0 | 0 | 6.0061
2025-09-29 19:00 | 0 | 0 | 102.6825 | 90 | 0 | 0 | 0.73064 | 0.73064 | 0.73064 | 0 | 0 | 1.1102e-16 | 0 | 0 | 0.7691 | 0.73064 | 0 | 0 | 1.7704 | 6.0061 | 0 | 0.7691 | -0.7691 | 19.4998 | 84.714 | 0 | 0.63307 | 0.63307 | 0.075421 | 0.63307 | 0 | 0.80371 | 0 | 0 | 6.0061
2025-09-29 20:00 | 0 | 0 | 112.9458 | 90 | 0 | 0 | 0.49556 | 0.49556 | 0.49556 | 0 | 0 | 0 | 0 | 0 | 0.52164 | 0.49556 | 0 | 0 | 2.2971 | 6.0061 | 0 | 0.52164 | -0.52164 | 18.9166 | 82.1803 | 0 | 0.42938 | 0.42938 | 0.051155 | 0.42938 | 0 | 0.54512 | 0 | 0 | 6.0061
2025-09-29 21:00 | 0 | 0 | 126.7447 | 90 | 0 | 0 | 0.69687 | 0.69687 | 0.69687 | 0 | 0 | 1.1102e-16 | 0 | 0 | 0.73355 | 0.69687 | 0 | 0 | 2.5749 | 6.0061 | 0 | 0.73355 | -0.73355 | 18.0965 | 78.6173 | 0 | 0.60381 | 0.60381 | 0.071935 | 0.60381 | 0 | 0.76656 | 0 | 0 | 6.0061
2025-09-29 22:00 | 0 | 0 | 146.9515 | 90 | 0 | 0 | 0.40468 | 0.40468 | 0.40468 | 0 | 0 | 5.5511e-17 | 0 | 0 | 0.42598 | 0.40468 | 0 | 0 | 3.0692 | 6.0061 | 0 | 0.42598 | -0.42598 | 17.6202 | 76.5483 | 0 | 0.35063 | 0.35063 | 0.041773 | 0.35063 | 0 | 0.44514 | 0 | 0 | 6.0061
2025-09-29 23:00 | 0 | 0 | 175.3327 | 90 | 0 | 0 | 0.68288 | 0.68288 | 0.68288 | 0 | 0 | 0 | 0 | 0 | 0.71882 | 0.68288 | 0 | 0 | 3.2665 | 6.0061 | 0 | 0.71882 | -0.71882 | 16.8165 | 73.0569 | 0 | 0.59168 | 0.59168 | 0.070491 | 0.59168 | 0 | 0.75116 | 0 | 0 | 6.0061
2025-09-30 | 0 | 0 | -154.201 | 90 | 0 | 0 | 0.42578 | 0.42578 | 0.42578 | 0 | 0 | 5.5511e-17 | 0 | 0 | 0.44819 | 0.42578 | 0 | 0 | 3.7646 | 6.0061 | 0 | 0.44819 | -0.44819 | 16.3154 | 70.88 | 0 | 0.36899 | 0.36899 | 0.04396 | 0.36899 | 0 | 0.46836 | 0 | 0 | 6.0061
2025-09-30 01:00 | 0 | 0 | -131.4414 | 90 | 0 | 0 | 0.32617 | 0.32617 | 0.32617 | 0 | 0 | 5.5511e-17 | 0 | 0 | 0.34334 | 0.32617 | 0 | 0 | 3.9915 | 6.0061 | 0 | 0.34334 | -0.34334 | 15.9316 | 69.2124 | 0 | 0.28267 | 0.28267 | 0.033676 | 0.28267 | 0 | 0.35879 | 0 | 0 | 6.0061
2025-09-30 02:00 | 0 | 0 | -116.109 | 90 | 0 | 0 | 0.19359 | 0.19359 | 0.19359 | 0 | 0 | 0 | 0 | 0 | 0.20378 | 0.19359 | 0 | 0 | 4.1537 | 6.0061 | 0 | 0.20378 | -0.20378 | 15.7037 | 68.2226 | 0 | 0.16777 | 0.16777 | 0.019988 | 0.16777 | 0 | 0.21295 | 0 | 0 | 6.0061
2025-09-30 03:00 | 0 | 0 | -105.0702 | 90 | 0 | 0 | 0.4477 | 0.4477 | 0.4477 | 0 | 0 | 5.5511e-17 | 0 | 0 | 0.47127 | 0.4477 | 0 | 0 | 4.2197 | 5.8105 | 0 | 0.47127 | -0.47127 | 15.1768 | 65.9336 | 0 | 0.38799 | 0.38799 | 0.046224 | 0.38799 | 0 | 0.49247 | 0 | 0 | 5.8105
2025-09-30 04:00 | 0 | 0 | -96.1908 | 90 | 0 | 0 | 0.3233 | 0.3233 | 0.3233 | 0 | 0 | 5.5511e-17 | 0 | 0 | 0.34032 | 0.3233 | 0 | 0 | 4.5599 | 5.3393 | 0 | 0.34032 | -0.34032 | 14.7964 | 64.2806 | 0 | 0.28018 | 0.28018 | 0.03338 | 0.28018 | 0 | 0.35563 | 0 | 0 | 5.3393
2025-09-30 05:00 | 0.0031764 | 0 | -88.2115 | 90 | 0 | 0 | 0.39029 | 0.39029 | 0.39029 | 0 | 0 | 5.5511e-17 | 0 | 0 | 0.41083 | 0.39029 | 0 | 0 | 4.7563 | 4.999 | 0 | 0.41083 | -0.41083 | 14.337 | 62.2851 | 0 | 0.33824 | 0.33824 | 0.040296 | 0.33824 | 0 | 0.42932 | 0 | 0 | 4.999
2025-09-30 06:00 | 0.12895 | 9.0792 | -80.2576 | 77.1758 | 0.16581 | 0.52731 | 0.28635 | 0.28635 | 0.28635 | 184.1517 | 0 | 0 | 0 | 0.52731 | 0.30142 | 0.28635 | 0 | 0 | 5.0247 | 4.5881 | 0.22589 | 0 | 0.22589 | 14.5391 | 63.1629 | 0 | 0.24815 | 0.24815 | 0.029564 | 0.24815 | 0 | 0.31498 | 0.42185 | 0 | 5.1154
2025-09-30 07:00 | 0.33462 | 21.463 | -71.5116 | 62.2064 | 0.41437 | 1.3178 | 0.15228 | 0.15228 | 0.15228 | 865.3417 | 0 | 0 | 0 | 1.3178 | 0.1603 | 0.15228 | 0 | 0 | 4.7553 | 4.7688 | 1.1575 | 0 | 1.1575 | 15.5744 | 67.6604 | 0 | 0.13197 | 0.13197 | 0.015723 | 0.13197 | 0 | 0.16751 | 1.0542 | 0 | 6.0866
2025-09-30 08:00 | 0.5539 | 33.157 | -60.9511 | 47.247 | 0.68337 | 2.1732 | 0.26236 | 0.26236 | 0.26236 | 828.3489 | 0 | 0 | 0 | 2.1732 | 0.27616 | 0.26236 | 0 | 0 | 3.9057 | 5.6948 | 1.8971 | 0 | 1.8971 | 17.2711 | 75.0319 | 0 | 0.22736 | 0.22736 | 0.027087 | 0.22736 | 0 | 0.28859 | 1.7386 | 0 | 7.868
2025-09-30 09:00 | 0.79163 | 43.5169 | -47.1011 | 32.3143 | 0.97243 | 3.0925 | 0.33742 | 0.33742 | 0.33742 | 916.5219 | 0.058209 | 0 | 0 | 3.0925 | 0.35518 | 0.33742 | 0 | 0 | 2.6791 | 6.0061 | 2.6791 | 0 | 2.6791 | 19.6674 | 85.4421 | 0 | 0.29241 | 0.29241 | 0.034837 | 0.29241 | 0 | 0.37116 | 2.474 | 0 | 9.0987
2025-09-30 10:00 | 0.84976 | 51.3657 | -28.1331 | 17.4796 | 1.0373 | 3.2986 | 0.2888 | 0.2888 | 0.2888 | 1142.167 | 1.9448 | 0 | 0 | 3.2986 | 0.30401 | 0.2888 | 0 | 0 | 1.0499 | 6.0061 | 1.0499 | 0 | 1.0499 | 20.6064 | 89.5215 | 0 | 0.25029 | 0.25029 | 0.029818 | 0.25029 | 0 | 0.31769 | 2.6389 | 0 | 9.3048
2025-09-30 11:00 | 0.99167 | 54.9212 | -3.7407 | 4.038 | 1.2119 | 3.854 | 0.219 | 0.219 | 0.219 | 1759.817 | 2.8678 | 0 | 0 | 3.854 | 0.23053 | 0.219 | 0 | 0 | 0.75566 | 6.0061 | 0.75566 | 0 | 0.75566 | 21.2823 | 92.4578 | 0 | 0.18979 | 0.18979 | 0.022611 | 0.18979 | 0 | 0.2409 | 3.0832 | 0 | 9.8602
2025-09-30 12:00 | 0.96808 | 52.9089 | 21.5948 | 13.2867 | 1.1842 | 3.7659 | 0.56526 | 0.56526 | 0.56526 | 666.2377 | 2.627 | 0 | 0 | 3.7659 | 0.59501 | 0.56526 | 0 | 0 | 0.54391 | 6.0061 | 0.54391 | 0 | 0.54391 | 21.7688 | 94.5713 | 0 | 0.48977 | 0.48977 | 0.058349 | 0.48977 | 0 | 0.62178 | 3.0128 | 0 | 9.7721
2025-09-30 13:00 | 0.8051 | 46.096 | 42.2537 | 28.0396 | 0.98642 | 3.137 | 0.28096 | 0.28096 | 0.28096 | 1116.522 | 2.4497 | 0 | 0 | 3.137 | 0.29575 | 0.28096 | 0 | 0 | 0.3915 | 6.0061 | 0.3915 | 0 | 0.3915 | 22.119 | 96.0925 | 0 | 0.24344 | 0.24344 | 0.029002 | 0.24344 | 0 | 0.30906 | 2.5096 | 0 | 9.1431
2025-09-30 14:00 | 0.6505 | 36.306 | 57.3913 | 42.9571 | 0.80346 | 2.5551 | 0.57607 | 0.57607 | 0.57607 | 443.5497 | 1.667 | 0 | 0 | 2.5551 | 0.60639 | 0.57607 | 0 | 0 | 0.28179 | 6.0061 | 0.28179 | 0 | 0.28179 | 22.371 | 97.1875 | 0 | 0.49914 | 0.49914 | 0.059465 | 0.49914 | 0 | 0.63368 | 2.0441 | 0 | 8.5613
2025-09-30 15:00 | 0.46321 | 24.9112 | 68.7206 | 57.9113 | 0.58317 | 1.8546 | 0.61284 | 0.61284 | 0.61284 | 302.6213 | 1.0067 | 0 | 0 | 1.8546 | 0.64509 | 0.61284 | 0 | 0 | 0.20283 | 6.0061 | 0.20283 | 0 | 0.20283 | 22.5524 | 97.9756 | 0 | 0.53099 | 0.53099 | 0.063261 | 0.53099 | 0 | 0.67412 | 1.4837 | 0 | 7.8607
2025-09-30 16:00 | 0.23487 | 12.6793 | 77.8672 | 72.8787 | 0.31321 | 0.99606 | 0.4261 | 0.4261 | 0.4261 | 233.7642 | 0.40155 | 0 | 0 | 0.99606 | 0.44852 | 0.4261 | 0 | 0 | 0.14599 | 6.0061 | 0.14599 | 0 | 0.14599 | 22.683 | 98.5429 | 0 | 0.36919 | 0.36919 | 0.043984 | 0.36919 | 0 | 0.4687 | 0.79685 | 0 | 7.0022
2025-09-30 17:00 | 0.024225 | 0.039315 | 85.9607 | 87.8511 | 0.099578 | 0.31667 | 0.49121 | 0.49121 | 0.49121 | 64.4688 | 0 | 5.5511e-17 | 0 | 0.31667 | 0.51706 | 0.49121 | 0 | 0 | 0.10508 | 6.0061 | 0 | 0.20038 | -0.20038 | 22.459 | 97.5696 | 0 | 0.42561 | 0.42561 | 0.050705 | 0.42561 | 0 | 0.54033 | 0.25334 | 0 | 6.3228
2025-09-30 18:00 | 0 | 0 | 93.8508 | 90 | 0 | 0 | 0.72762 | 0.72762 | 0.72762 | 0 | 0 | 0 | 0 | 0 | 0.76591 | 0.72762 | 0 | 0 | 0.33078 | 6.0061 | 0 | 0.76591 | -0.76591 | 21.6026 | 93.8495 | 0 | 0.63044 | 0.63044 | 0.075109 | 0.63044 | 0 | 0.80038 | 0 | 0 | 6.0061
2025-09-30 19:00 | 0 | 0 | 102.3675 | 90 | 0 | 0 | 0.594 | 0.594 | 0.594 | 0 | 0 | 1.1102e-16 | 0 | 0 | 0.62526 | 0.594 | 0 | 0 | 1.0006 | 6.0061 | 0 | 0.62526 | -0.62526 | 20.9036 | 90.8125 | 0 | 0.51467 | 0.51467 | 0.061316 | 0.51467 | 0 | 0.6534 | 0 | 0 | 6.0061
2025-09-30 20:00 | 0 | 0 | 112.6174 | 90 | 0 | 0 | 0.73303 | 0.73303 | 0.73303 | 0 | 0 | 1.1102e-16 | 0 | 0 | 0.77161 | 0.73303 | 0 | 0 | 1.4448 | 6.0061 | 0 | 0.77161 | -0.77161 | 20.0409 | 87.0647 | 0 | 0.63513 | 0.63513 | 0.075667 | 0.63513 | 0 | 0.80633 | 0 | 0 | 6.0061
2025-09-30 21:00 | 0 | 0 | 126.4268 | 90 | 0 | 0 | 0.36114 | 0.36114 | 0.36114 | 0 | 0 | 5.5511e-17 | 0 | 0 | 0.38015 | 0.36114 | 0 | 0 | 1.9866 | 6.0061 | 0 | 0.38015 | -0.38015 | 19.6159 | 85.2182 | 0 | 0.31291 | 0.31291 | 0.037279 | 0.31291 | 0 | 0.39726 | 0 | 0 | 6.0061
2025-09-30 22:00 | 0 | 0 | 146.7483 | 90 | 0 | 0 | 0.3359 | 0.3359 | 0.3359 | 0 | 0 | 0 | 0 | 0 | 0.35358 | 0.3359 | 0 | 0 | 2.1427 | 6.0061 | 0 | 0.35358 | -0.35358 | 19.2206 | 83.5008 | 0 | 0.29104 | 0.29104 | 0.034674 | 0.29104 | 0 | 0.36949 | 0 | 0 | 6.0061
2025-09-30 23:00 | 0 | 0 | 175.457 | 90 | 0 | 0 | 0.57322 | 0.57322 | 0.57322 | 0 | 0 | 0 | 0 | 0 | 0.60339 | 0.57322 | 0 | 0 | 2.3203 | 6.0061 | 0 | 0.60339 | -0.60339 | 18.546 | 80.5701 | 0 | 0.49666 | 0.49666 | 0.059171 | 0.49666 | 0 | 0.63054 | 0 | 0 | 6.0061
2025-10-01 | 0 | 0 | -153.7504 | 90 | 0 | 0 | 0.29371 | 0.29371 | 0.29371 | 0 | 0 | 5.5511e-17 | 0 | 0 | 0.30917 | 0.29371 | 0 | 0 | 2.7459 | 6.0061 | 0 | 0.30917 | -0.30917 | 18.2003 | 79.0684 | 0 | 1.0471 | 1.0471 | 0.12475 | 1.0471 | 0 | 0.32308 | 0 | 0 | 6.0061
2025-10-01 01:00 | 0 | 0 | -130.9227 | 90 | 0 | 0 | 0.38588 | 0.38588 | 0.38588 | 0 | 0 | 5.5511e-17 | 0 | 0 | 0.40619 | 0.38588 | 0 | 0 | 2.8794 | 6.0061 | 0 | 0.40619 | -0.40619 | 17.7462 | 77.0955 | 0 | 1.3757 | 1.3757 | 0.1639 | 1.3757 | 0 | 0.42447 | 0 | 0 | 6.0061
2025-10-01 02:00 | 0 | 0 | -115.6307 | 90 | 0 | 0 | 0.35064 | 0.35064 | 0.35064 | 0 | 0 | 5.5511e-17 | 0 | 0 | 0.3691 | 0.35064 | 0 | 0 | 3.1332 | 6.0061 | 0 | 0.3691 | -0.3691 | 17.3335 | 75.3028 | 0 | 1.2501 | 1.2501 | 0.14893 | 1.2501 | 0 | 0.38571 | 0 | 0 | 6.0061
2025-10-01 03:00 | 0 | 0 | -104.6388 | 90 | 0 | 0 | 0.32848 | 0.32848 | 0.32848 | 0 | 0 | 5.5511e-17 | 0 | 0 | 0.34576 | 0.32848 | 0 | 0 | 3.3532 | 6.0061 | 0 | 0.34576 | -0.34576 | 16.9469 | 73.6234 | 0 | 1.1711 | 1.1711 | 0.13952 | 1.1711 | 0 | 0.36132 | 0 | 0 | 6.0061
2025-10-01 04:00 | 0 | 0 | -95.7907 | 90 | 0 | 0 | 0.4355 | 0.4355 | 0.4355 | 0 | 0 | 0 | 0 | 0 | 0.45842 | 0.4355 | 0 | 0 | 3.5577 | 6.0061 | 0 | 0.45842 | -0.45842 | 16.4344 | 71.3967 | 0 | 1.5526 | 1.5526 | 0.18497 | 1.5526 | 0 | 0.47905 | 0 | 0 | 6.0061
2025-10-01 05:00 | 0.0025134 | 0 | -87.8259 | 90 | 0 | 0 | 0.37758 | 0.37758 | 0.37758 | 0 | 0 | 5.5511e-17 | 0 | 0 | 0.39745 | 0.37758 | 0 | 0 | 3.8694 | 6.0061 | 0 | 0.39745 | -0.39745 | 15.99 | 69.4663 | 0 | 1.3461 | 1.3461 | 0.16037 | 1.3461 | 0 | 0.41533 | 0 | 0 | 6.0061
2025-10-01 06:00 | 0.097259 | 8.9351 | -79.8713 | 77.096 | 0.10954 | 0.34835 | 0.36285 | 0.36285 | 0.36285 | 96.0027 | 0 | 0 | 0 | 0.34835 | 0.38195 | 0.36285 | 0 | 0 | 4.1116 | 6.0061 | 0 | 0.033602 | -0.033602 | 15.9525 | 69.3031 | 0 | 1.2936 | 1.2936 | 0.15412 | 1.2936 | 0 | 0.39914 | 0.27868 | 0 | 6.3545
2025-10-01 07:00 | 0.20595 | 21.2974 | -71.1113 | 62.1342 | 0.21345 | 0.67882 | 0.38565 | 0.38565 | 0.38565 | 176.0166 | 0 | 0 | 0 | 0.67882 | 0.40595 | 0.38565 | 0 | 0 | 4.0303 | 6.0061 | 0.27286 | 0 | 0.27286 | 16.1965 | 70.3633 | 0 | 1.3749 | 1.3749 | 0.1638 | 1.3749 | 0 | 0.42422 | 0.54305 | 0 | 6.685
2025-10-01 08:00 | 0.33274 | 32.9544 | -60.5286 | 47.1849 | 0.34994 | 1.1129 | 0.42611 | 0.42611 | 0.42611 | 261.1675 | 0 | 0 | 0 | 1.1129 | 0.44854 | 0.42611 | 0 | 0 | 3.7806 | 6.0061 | 0.66433 | 0 | 0.66433 | 16.7907 | 72.9447 | 0 | 1.5191 | 1.5191 | 0.18099 | 1.5191 | 0 | 0.46873 | 0.8903 | 0 | 7.119
2025-10-01 09:00 | 0.55817 | 43.2582 | -46.6672 | 32.2691 | 0.6484 | 2.062 | 0.39616 | 0.39616 | 0.39616 | 520.4973 | 0 | 0 | 0 | 2.062 | 0.41701 | 0.39616 | 0 | 0 | 3.3141 | 6.0061 | 1.645 | 0 | 1.645 | 18.262 | 79.3367 | 0 | 1.4124 | 1.4124 | 0.16826 | 1.4124 | 0 | 0.43578 | 1.6496 | 0 | 8.0682
2025-10-01 10:00 | 0.73577 | 51.0344 | -27.7534 | 17.4759 | 0.88816 | 2.8245 | 0.30291 | 0.30291 | 0.30291 | 932.4559 | 0.28553 | 0 | 0 | 2.8245 | 0.31885 | 0.30291 | 0 | 0 | 2.2201 | 6.0061 | 2.2201 | 0 | 2.2201 | 20.2478 | 87.9635 | 0 | 1.0799 | 1.0799 | 0.12866 | 1.0799 | 0 | 0.3332 | 2.2596 | 0 | 8.8307
2025-10-01 11:00 | 0.94093 | 54.5276 | -3.5553 | 4.3391 | 1.1533 | 3.6677 | 0.3447 | 0.3447 | 0.3447 | 1064.017 | 2.4368 | 0 | 0 | 3.6677 | 0.36284 | 0.3447 | 0 | 0 | 0.86802 | 6.0061 | 0.86802 | 0 | 0.86802 | 21.0242 | 91.3364 | 0 | 1.2289 | 1.2289 | 0.14641 | 1.2289 | 0 | 0.37917 | 2.9341 | 0 | 9.6738
2025-10-01 12:00 | 0.88755 | 52.5034 | 21.5224 | 13.4751 | 1.0881 | 3.4602 | 0.55297 | 0.55297 | 0.55297 | 625.7557 | 2.2534 | 0 | 0 | 3.4602 | 0.58207 | 0.55297 | 0 | 0 | 0.62479 | 6.0061 | 0.62479 | 0 | 0.62479 | 21.583 | 93.7641 | 0 | 1.9714 | 1.9714 | 0.23486 | 1.9714 | 0 | 0.60826 | 2.7682 | 0 | 9.4664
2025-10-01 13:00 | 0.78428 | 45.7201 | 42.0262 | 28.1717 | 0.96509 | 3.0691 | 0.54684 | 0.54684 | 0.54684 | 561.2496 | 2.0438 | 0 | 0 | 3.0691 | 0.57562 | 0.54684 | 0 | 0 | 0.44971 | 6.0061 | 0.44971 | 0 | 0.44971 | 21.9852 | 95.5115 | 0 | 1.9495 | 1.9495 | 0.23226 | 1.9495 | 0 | 0.60152 | 2.4553 | 0 | 9.0753
2025-10-01 14:00 | 0.52064 | 35.9669 | 57.1106 | 43.0694 | 0.62576 | 1.99 | 0.49556 | 0.49556 | 0.49556 | 401.5736 | 1.1447 | 0 | 0 | 1.99 | 0.52164 | 0.49556 | 0 | 0 | 0.32369 | 6.0061 | 0.32369 | 0 | 0.32369 | 22.2747 | 96.7693 | 0 | 1.7667 | 1.7667 | 0.21048 | 1.7667 | 0 | 0.54511 | 1.592 | 0 | 7.9962
2025-10-01 15:00 | 0.33509 | 24.601 | 68.4289 | 58.0126 | 0.39653 | 1.261 | 0.69059 | 0.69059 | 0.69059 | 182.6013 | 0.3011 | 0 | 0 | 1.261 | 0.72694 | 0.69059 | 0 | 0 | 0.23299 | 6.0061 | 0.23299 | 0 | 0.23299 | 22.4831 | 97.6746 | 0 | 2.462 | 2.462 | 0.29332 | 2.462 | 0 | 0.75965 | 1.0088 | 0 | 7.2672
2025-10-01 16:00 | 0.16505 | 12.3878 | 77.5749 | 72.972 | 0.20129 | 0.64014 | 0.85212 | 0.85212 | 0.85212 | 75.1231 | 0 | 1.1102e-16 | 0 | 0.64014 | 0.89697 | 0.85212 | 0 | 0 | 0.1677 | 6.0061 | 0 | 0.25683 | -0.25683 | 22.196 | 96.4271 | 0 | 3.0379 | 3.0379 | 0.36192 | 3.0379 | 0 | 0.93733 | 0.51211 | 0 | 6.6463
2025-10-01 17:00 | 0.018485 | 0 | 85.6661 | 90 | 0 | 0 | 0.7444 | 0.7444 | 0.7444 | 0 | 0 | 0 | 0 | 0 | 0.78358 | 0.7444 | 0 | 0 | 0.47141 | 6.0061 | 0 | 0.78358 | -0.78358 | 21.3199 | 92.6212 | 0 | 2.6539 | 2.6539 | 0.31617 | 2.6539 | 0 | 0.81884 | 0 | 0 | 6.0061
2025-10-01 18:00 | 0 | 0 | 93.5484 | 90 | 0 | 0 | 0.50625 | 0.50625 | 0.50625 | 0 | 0 | 1.1102e-16 | 0 | 0 | 0.53289 | 0.50625 | 0 | 0 | 1.1667 | 6.0061 | 0 | 0.53289 | -0.53289 | 20.7241 | 90.0329 | 0 | 1.8048 | 1.8048 | 0.21502 | 1.8048 | 0 | 0.55687 | 0 | 0 | 6.0061
2025-10-01 19:00 | 0 | 0 | 102.0512 | 90 | 0 | 0 | 0.73512 | 0.73512 | 0.73512 | 0 | 0 | 1.1102e-16 | 0 | 0 | 0.77381 | 0.73512 | 0 | 0 | 1.5204 | 6.0061 | 0 | 0.77381 | -0.77381 | 19.859 | 86.2744 | 0 | 2.6208 | 2.6208 | 0.31223 | 2.6208 | 0 | 0.80863 | 0 | 0 | 6.0061
2025-10-01 20:00 | 0 | 0 | 112.2863 | 90 | 0 | 0 | 0.89321 | 0.89321 | 0.89321 | 0 | 0 | 1.1102e-16 | 0 | 0 | 0.94022 | 0.89321 | 0 | 0 | 2.0778 | 6.0061 | 0 | 0.94022 | -0.94022 | 18.8078 | 81.7076 | 0 | 3.1844 | 3.1844 | 0.37938 | 3.1844 | 0 | 0.98253 | 0 | 0 | 6.0061
2025-10-01 21:00 | 0 | 0 | 126.104 | 90 | 0 | 0 | 0.80381 | 0.80381 | 0.80381 | 0 | 0 | 0 | 0 | 0 | 0.84612 | 0.80381 | 0 | 0 | 2.742 | 6.0061 | 0 | 0.84612 | -0.84612 | 17.8618 | 77.5979 | 0 | 2.8657 | 2.8657 | 0.34141 | 2.8657 | 0 | 0.88419 | 0 | 0 | 6.0061
2025-10-01 22:00 | 0 | 0 | 146.5392 | 90 | 0 | 0 | 0.85751 | 0.85751 | 0.85751 | 0 | 0 | 1.1102e-16 | 0 | 0 | 0.90264 | 0.85751 | 0 | 0 | 3.2773 | 6.0061 | 0 | 0.90264 | -0.90264 | 16.8526 | 73.2136 | 0 | 3.0571 | 3.0571 | 0.36421 | 3.0571 | 0 | 0.94326 | 0 | 0 | 6.0061
2025-10-01 23:00 | 0 | 0 | 175.582 | 90 | 0 | 0 | 0.87096 | 0.87096 | 0.87096 | 0 | 0 | 1.1102e-16 | 0 | 0 | 0.9168 | 0.87096 | 0 | 0 | 3.8586 | 6.0061 | 0 | 0.9168 | -0.9168 | 15.8276 | 68.7606 | 0 | 3.1051 | 3.1051 | 0.36993 | 3.1051 | 0 | 0.95805 | 0 | 0 | 6.0061
2025-10-02 | 0 | 0 | -153.2941 | 90 | 0 | 0 | 0.28159 | 0.28159 | 0.28159 | 0 | 0 | 5.5511e-17 | 0 | 0 | 0.29641 | 0.28159 | 0 | 0 | 4.4416 | 5.9213 | 0 | 0.29641 | -0.29641 | 15.4962 | 67.3209 | 0 | 1.0039 | 1.0039 | 0.1196 | 1.0039 | 0 | 0.30975 | 0 | 0 | 5.9213
2025-10-02 01:00 | 0 | 0 | -130.4012 | 90 | 0 | 0 | 0.26591 | 0.26591 | 0.26591 | 0 | 0 | 5.5511e-17 | 0 | 0 | 0.27991 | 0.26591 | 0 | 0 | 4.4613 | 5.6249 | 0 | 0.27991 | -0.27991 | 15.1832 | 65.9614 | 0 | 0.94801 | 0.94801 | 0.11294 | 0.94801 | 0 | 0.2925 | 0 | 0 | 5.6249
2025-10-02 02:00 | 0 | 0 | -115.152 | 90 | 0 | 0 | 0.41714 | 0.41714 | 0.41714 | 0 | 0 | 5.5511e-17 | 0 | 0 | 0.43909 | 0.41714 | 0 | 0 | 4.559 | 5.345 | 0 | 0.43909 | -0.43909 | 14.6923 | 63.8286 | 0 | 1.4871 | 1.4871 | 0.17717 | 1.4871 | 0 | 0.45885 | 0 | 0 | 5.345
2025-10-02 03:00 | 0 | 0 | -104.208 | 90 | 0 | 0 | 0.23815 | 0.23815 | 0.23815 | 0 | 0 | 2.7756e-17 | 0 | 0 | 0.25068 | 0.23815 | 0 | 0 | 4.8425 | 4.9059 | 0 | 0.25068 | -0.25068 | 14.4121 | 62.611 | 0 | 0.84903 | 0.84903 | 0.10115 | 0.84903 | 0 | 0.26197 | 0 | 0 | 4.9059
2025-10-02 04:00 | 0 | 0 | -95.3918 | 90 | 0 | 0 | 0.32262 | 0.32262 | 0.32262 | 0 | 0 | 0 | 0 | 0 | 0.3396 | 0.32262 | 0 | 0 | 4.9513 | 4.6552 | 0 | 0.3396 | -0.3396 | 14.0324 | 60.9615 | 0 | 1.1502 | 1.1502 | 0.13703 | 1.1502 | 0 | 0.35489 | 0 | 0 | 4.6552
2025-10-02 05:00 | 0.0024222 | 0 | -87.4418 | 90 | 0 | 0 | 0.34837 | 0.34837 | 0.34837 | 0 | 0 | 5.5511e-17 | 0 | 0 | 0.36671 | 0.34837 | 0 | 0 | 5.143 | 4.3156 | 0 | 0.36671 | -0.36671 | 13.6224 | 59.1804 | 0 | 1.242 | 1.242 | 0.14797 | 1.242 | 0 | 0.38321 | 0 | 0 | 4.3156
2025-10-02 06:00 | 0.023714 | 8.79 | -79.4869 | 77.0182 | 0.0225 | 0.071555 | 0.1966 | 0.1966 | 0.1966 | 36.3962 | 0 | 0 | 0 | 0.071555 | 0.20695 | 0.1966 | 0 | 0 | 5.143 | 3.9489 | 0 | 0.13539 | -0.13539 | 13.471 | 58.5228 | 0 | 0.70091 | 0.70091 | 0.083503 | 0.70091 | 0 | 0.21626 | 0.057244 | 0 | 4.0205
2025-10-02 07:00 | 0.13103 | 21.1303 | -70.7137 | 62.0648 | 0.12571 | 0.39979 | 0.29859 | 0.29859 | 0.29859 | 133.8955 | 0 | 0 | 0 | 0.39979 | 0.3143 | 0.29859 | 0 | 0 | 5.143 | 3.8135 | 0.085492 | 0 | 0.085492 | 13.5475 | 58.855 | 0 | 1.0645 | 1.0645 | 0.12682 | 1.0645 | 0 | 0.32845 | 0.31984 | 0 | 4.2133
2025-10-02 08:00 | 0.35325 | 32.7501 | -60.1103 | 47.1268 | 0.38126 | 1.2125 | 0.2312 | 0.2312 | 0.2312 | 524.4308 | 0 | 0 | 0 | 1.2125 | 0.24336 | 0.2312 | 0 | 0 | 5.143 | 3.8819 | 0.9691 | 0 | 0.9691 | 14.4142 | 62.6206 | 0 | 0.82424 | 0.82424 | 0.098197 | 0.82424 | 0 | 0.25432 | 0.96997 | 0 | 5.0944
2025-10-02 09:00 | 0.61388 | 42.9979 | -46.2394 | 32.2297 | 0.73919 | 2.3508 | 0.33116 | 0.33116 | 0.33116 | 709.8614 | 0 | 0 | 0 | 2.3508 | 0.34859 | 0.33116 | 0 | 0 | 4.5916 | 4.6572 | 2.0022 | 0 | 2.0022 | 16.205 | 70.4004 | 0 | 1.1806 | 1.1806 | 0.14065 | 1.1806 | 0 | 0.36427 | 1.8806 | 0 | 7.0079
2025-10-02 10:00 | 0.65648 | 50.7023 | -27.3819 | 17.4825 | 0.77241 | 2.4564 | 0.28778 | 0.28778 | 0.28778 | 853.5564 | 0 | 0 | 0 | 2.4564 | 0.30293 | 0.28778 | 0 | 0 | 3.2671 | 6.0061 | 2.1535 | 0 | 2.1535 | 18.1312 | 78.7682 | 0 | 1.026 | 1.026 | 0.12223 | 1.026 | 0 | 0.31656 | 1.9651 | 0 | 8.4626
2025-10-02 11:00 | 0.76937 | 54.1347 | -3.376 | 4.656 | 0.93134 | 2.9618 | 0.22671 | 0.22671 | 0.22671 | 1306.433 | 0.70496 | 0 | 0 | 2.9618 | 0.23864 | 0.22671 | 0 | 0 | 2.0182 | 6.0061 | 2.0182 | 0 | 2.0182 | 19.9363 | 86.6103 | 0 | 0.80825 | 0.80825 | 0.096291 | 0.80825 | 0 | 0.24938 | 2.3694 | 0 | 8.968
2025-10-02 12:00 | 0.69861 | 52.0993 | 21.4497 | 13.6712 | 0.83218 | 2.6465 | 0.57687 | 0.57687 | 0.57687 | 458.7656 | 1.0736 | 0 | 0 | 2.6465 | 0.60723 | 0.57687 | 0 | 0 | 0.96561 | 6.0061 | 0.96561 | 0 | 0.96561 | 20.8 | 90.3624 | 0 | 2.0566 | 2.0566 | 0.24502 | 2.0566 | 0 | 0.63455 | 2.1172 | 0 | 8.6526
2025-10-02 13:00 | 0.65237 | 45.3454 | 41.8011 | 28.3071 | 0.78789 | 2.5056 | 0.61849 | 0.61849 | 0.61849 | 405.1203 | 1.1596 | 0 | 0 | 2.5056 | 0.65104 | 0.61849 | 0 | 0 | 0.69502 | 6.0061 | 0.69502 | 0 | 0.69502 | 21.4216 | 93.0631 | 0 | 2.205 | 2.205 | 0.26269 | 2.205 | 0 | 0.68033 | 2.0045 | 0 | 8.5118
2025-10-02 14:00 | 0.3859 | 35.629 | 56.832 | 43.1831 | 0.41783 | 1.3288 | 0.48876 | 0.48876 | 0.48876 | 271.8644 | 0.31403 | 0 | 0 | 1.3288 | 0.51449 | 0.48876 | 0 | 0 | 0.50026 | 6.0061 | 0.50026 | 0 | 0.50026 | 21.8691 | 95.0069 | 0 | 1.7425 | 1.7425 | 0.2076 | 1.7425 | 0 | 0.53764 | 1.063 | 0 | 7.3349
2025-10-02 15:00 | 0.21442 | 24.2921 | 68.1386 | 58.114 | 0.21677 | 0.68936 | 0.52767 | 0.52767 | 0.52767 | 130.643 | 0 | 0 | 0 | 0.68936 | 0.55544 | 0.52767 | 0 | 0 | 0.36008 | 6.0061 | 0.13392 | 0 | 0.13392 | 21.9889 | 95.5273 | 0 | 1.8812 | 1.8812 | 0.22412 | 1.8812 | 0 | 0.58043 | 0.55149 | 0 | 6.6955
2025-10-02 16:00 | 0.075521 | 12.0979 | 77.2833 | 73.0646 | 0.072694 | 0.23118 | 0.5158 | 0.5158 | 0.5158 | 44.8197 | 0 | 0 | 0 | 0.23118 | 0.54294 | 0.5158 | 0 | 0 | 0.42146 | 6.0061 | 0 | 0.31177 | -0.31177 | 21.6403 | 94.013 | 0 | 1.8389 | 1.8389 | 0.21908 | 1.8389 | 0 | 0.56738 | 0.18494 | 0 | 6.2373
2025-10-02 17:00 | 0.0031396 | 0 | 85.3717 | 90 | 0 | 0 | 1.0378 | 1.0378 | 1.0378 | 0 | 0 | 2.2204e-16 | 0 | 0 | 1.0925 | 1.0378 | 0 | 0 | 0.78653 | 6.0061 | 0 | 1.0925 | -1.0925 | 20.4189 | 88.7068 | 0 | 3.7 | 3.7 | 0.44081 | 3.7 | 0 | 1.1416 | 0 | 0 | 6.0061
2025-10-02 18:00 | 0 | 0 | 93.2455 | 90 | 0 | 0 | 0.55188 | 0.55188 | 0.55188 | 0 | 0 | 1.1102e-16 | 0 | 0 | 0.58093 | 0.55188 | 0 | 0 | 1.7557 | 6.0061 | 0 | 0.58093 | -0.58093 | 19.7694 | 85.8851 | 0 | 1.9675 | 1.9675 | 0.2344 | 1.9675 | 0 | 0.60707 | 0 | 0 | 6.0061
2025-10-02 19:00 | 0 | 0 | 101.7335 | 90 | 0 | 0 | 0.54467 | 0.54467 | 0.54467 | 0 | 0 | 0 | 0 | 0 | 0.57333 | 0.54467 | 0 | 0 | 2.1034 | 6.0061 | 0 | 0.57333 | -0.57333 | 19.1284 | 83.1004 | 0 | 1.9418 | 1.9418 | 0.23134 | 1.9418 | 0 | 0.59913 | 0 | 0 | 6.0061
2025-10-02 20:00 | 0 | 0 | 111.9523 | 90 | 0 | 0 | 0.73112 | 0.73112 | 0.73112 | 0 | 0 | 0 | 0 | 0 | 0.7696 | 0.73112 | 0 | 0 | 2.4521 | 6.0061 | 0 | 0.7696 | -0.7696 | 18.2679 | 79.3623 | 0 | 2.6065 | 2.6065 | 0.31053 | 2.6065 | 0 | 0.80423 | 0 | 0 | 6.0061
2025-10-02 21:00 | 0 | 0 | 125.7763 | 90 | 0 | 0 | 0.59242 | 0.59242 | 0.59242 | 0 | 0 | 1.1102e-16 | 0 | 0 | 0.6236 | 0.59242 | 0 | 0 | 2.9815 | 6.0061 | 0 | 0.6236 | -0.6236 | 17.5707 | 76.3334 | 0 | 2.112 | 2.112 | 0.25162 | 2.112 | 0 | 0.65166 | 0 | 0 | 6.0061
2025-10-02 22:00 | 0 | 0 | 146.3242 | 90 | 0 | 0 | 0.67205 | 0.67205 | 0.67205 | 0 | 0 | 1.1102e-16 | 0 | 0 | 0.70743 | 0.67205 | 0 | 0 | 3.3516 | 6.0061 | 0 | 0.70743 | -0.70743 | 16.7798 | 72.8974 | 0 | 2.396 | 2.396 | 0.28544 | 2.396 | 0 | 0.73926 | 0 | 0 | 6.0061
2025-10-02 23:00 | 0 | 0 | 175.7074 | 90 | 0 | 0 | 0.63482 | 0.63482 | 0.63482 | 0 | 0 | 1.1102e-16 | 0 | 0 | 0.66823 | 0.63482 | 0 | 0 | 3.8071 | 6.0061 | 0 | 0.66823 | -0.66823 | 16.0327 | 69.6517 | 0 | 2.2632 | 2.2632 | 0.26963 | 2.2632 | 0 | 0.6983 | 0 | 0 | 6.0061
2025-10-03 | 0 | 0 | -152.8324 | 90 | 0 | 0 | 0.31443 | 0.31443 | 0.31443 | 0 | 0 | 5.5511e-17 | 0 | 0 | 0.33098 | 0.31443 | 0 | 0 | 4.219 | 6.0061 | 0 | 0.33098 | -0.33098 | 15.6626 | 68.044 | 0 | 1.121 | 1.121 | 0.13355 | 1.121 | 0 | 0.34588 | 0 | 0 | 6.0061
2025-10-03 01:00 | 0 | 0 | -129.8772 | 90 | 0 | 0 | 0.39105 | 0.39105 | 0.39105 | 0 | 0 | 0 | 0 | 0 | 0.41163 | 0.39105 | 0 | 0 | 4.3307 | 5.7738 | 0 | 0.41163 | -0.41163 | 15.2024 | 66.0447 | 0 | 1.3941 | 1.3941 | 0.16609 | 1.3941 | 0 | 0.43015 | 0 | 0 | 5.7738
2025-10-03 02:00 | 0 | 0 | -114.6732 | 90 | 0 | 0 | 0.25762 | 0.25762 | 0.25762 | 0 | 0 | 5.5511e-17 | 0 | 0 | 0.27118 | 0.25762 | 0 | 0 | 4.5678 | 5.3622 | 0 | 0.27118 | -0.27118 | 14.8992 | 64.7275 | 0 | 0.91845 | 0.91845 | 0.10942 | 0.91845 | 0 | 0.28338 | 0 | 0 | 5.3622
2025-10-03 03:00 | 0 | 0 | -103.7781 | 90 | 0 | 0 | 0.32803 | 0.32803 | 0.32803 | 0 | 0 | 5.5511e-17 | 0 | 0 | 0.3453 | 0.32803 | 0 | 0 | 4.6897 | 5.091 | 0 | 0.3453 | -0.3453 | 14.5132 | 63.0504 | 0 | 1.1695 | 1.1695 | 0.13933 | 1.1695 | 0 | 0.36084 | 0 | 0 | 5.091
2025-10-03 04:00 | 0 | 0 | -94.9942 | 90 | 0 | 0 | 0.24144 | 0.24144 | 0.24144 | 0 | 0 | 2.7756e-17 | 0 | 0 | 0.25415 | 0.24144 | 0 | 0 | 4.9045 | 4.7457 | 0 | 0.25415 | -0.25415 | 14.229 | 61.8159 | 0 | 0.86076 | 0.86076 | 0.10255 | 0.86076 | 0 | 0.26558 | 0 | 0 | 4.7457
2025-10-03 05:00 | 0.0020253 | 0 | -87.0595 | 90 | 0 | 0 | 0.24027 | 0.24027 | 0.24027 | 0 | 0 | 2.7756e-17 | 0 | 0 | 0.25291 | 0.24027 | 0 | 0 | 5.0377 | 4.4915 | 0 | 0.25291 | -0.25291 | 13.9463 | 60.5875 | 0 | 0.85657 | 0.85657 | 0.10205 | 0.85657 | 0 | 0.26429 | 0 | 0 | 4.4915
2025-10-03 06:00 | 0.076028 | 8.6439 | -79.1048 | 76.9427 | 0.078967 | 0.25113 | 0.36289 | 0.36289 | 0.36289 | 69.202 | 0 | 0 | 0 | 0.25113 | 0.38199 | 0.36289 | 0 | 0 | 5.143 | 4.2386 | 0 | 0.13086 | -0.13086 | 13.8 | 59.9519 | 0 | 1.2938 | 1.2938 | 0.15413 | 1.2938 | 0 | 0.39918 | 0.2009 | 0 | 4.4897
2025-10-03 07:00 | 0.18078 | 20.9619 | -70.3191 | 61.9985 | 0.18218 | 0.57936 | 0.36396 | 0.36396 | 0.36396 | 159.1843 | 0 | 0 | 0 | 0.57936 | 0.38311 | 0.36396 | 0 | 0 | 5.143 | 4.1078 | 0.19625 | 0 | 0.19625 | 13.9755 | 60.7145 | 0 | 1.2976 | 1.2976 | 0.15459 | 1.2976 | 0 | 0.40035 | 0.46349 | 0 | 4.6871
2025-10-03 08:00 | 0.41393 | 32.5442 | -59.6962 | 47.0728 | 0.47901 | 1.5233 | 0.38734 | 0.38734 | 0.38734 | 393.2873 | 0 | 0 | 0 | 1.5233 | 0.40772 | 0.38734 | 0 | 0 | 5.0333 | 4.2648 | 1.1156 | 0 | 1.1156 | 14.9733 | 65.0494 | 0 | 1.3809 | 1.3809 | 0.16452 | 1.3809 | 0 | 0.42607 | 1.2187 | 0 | 5.7881
2025-10-03 09:00 | 0.33812 | 42.736 | -45.8179 | 32.1962 | 0.33624 | 1.0693 | 0.27917 | 0.27917 | 0.27917 | 383.0221 | 0 | 0 | 0 | 1.0693 | 0.29386 | 0.27917 | 0 | 0 | 4.2339 | 5.1573 | 0.77542 | 0 | 0.77542 | 15.6669 | 68.0625 | 0 | 0.99528 | 0.99528 | 0.11857 | 0.99528 | 0 | 0.30709 | 0.85543 | 0 | 6.2265
2025-10-03 10:00 | 0.19095 | 50.3695 | -27.0187 | 17.4995 | 0.18124 | 0.57637 | 0.3183 | 0.3183 | 0.3183 | 181.0776 | 0 | 0 | 0 | 0.57637 | 0.33505 | 0.3183 | 0 | 0 | 3.8158 | 5.7776 | 0.24132 | 0 | 0.24132 | 15.8827 | 69.0002 | 0 | 1.1348 | 1.1348 | 0.13519 | 1.1348 | 0 | 0.35013 | 0.4611 | 0 | 6.354
2025-10-03 11:00 | 0.30072 | 53.7428 | -3.2028 | 4.9854 | 0.28816 | 0.9164 | 0.18172 | 0.18172 | 0.18172 | 504.3036 | 0 | 0 | 0 | 0.9164 | 0.19128 | 0.18172 | 0 | 0 | 3.7989 | 5.9706 | 0.72512 | 0 | 0.72512 | 16.5313 | 71.8178 | 0 | 0.64784 | 0.64784 | 0.077181 | 0.64784 | 0 | 0.19989 | 0.73312 | 0 | 6.887
2025-10-03 12:00 | 0.60447 | 51.6968 | 21.3766 | 13.8744 | 0.68892 | 2.1909 | 0.63618 | 0.63618 | 0.63618 | 344.3806 | 0 | 0 | 0 | 2.1909 | 0.66966 | 0.63618 | 0 | 0 | 3.3767 | 6.0061 | 1.5212 | 0 | 1.5212 | 17.8919 | 77.7288 | 0 | 2.2681 | 2.2681 | 0.27021 | 2.2681 | 0 | 0.6998 | 1.7527 | 0 | 8.197
2025-10-03 13:00 | 0.36716 | 44.9722 | 41.5781 | 28.4455 | 0.36822 | 1.171 | 0.95828 | 0.95828 | 0.95828 | 122.1972 | 0 | 0 | 0 | 1.171 | 1.0087 | 0.95828 | 0 | 0 | 2.4176 | 6.0061 | 0.16228 | 0 | 0.16228 | 18.0371 | 78.3593 | 0 | 3.4164 | 3.4164 | 0.40701 | 3.4164 | 0 | 1.0541 | 0.93679 | 0 | 7.1771
2025-10-03 14:00 | 0.36093 | 35.2924 | 56.5555 | 43.298 | 0.38347 | 1.2195 | 0.92724 | 0.92724 | 0.92724 | 131.5185 | 0 | 0 | 0 | 1.2195 | 0.97604 | 0.92724 | 0 | 0 | 2.547 | 6.0061 | 0.24345 | 0 | 0.24345 | 18.2548 | 79.3053 | 0 | 3.3057 | 3.3057 | 0.39383 | 3.3057 | 0 | 1.02 | 0.97559 | 0 | 7.2256
2025-10-03 15:00 | 0.10305 | 23.9846 | 67.8498 | 58.2156 | 0.097944 | 0.31148 | 0.75578 | 0.75578 | 0.75578 | 41.2126 | 0 | 0 | 0 | 0.31148 | 0.79556 | 0.75578 | 0 | 0 | 2.4999 | 6.0061 | 0 | 0.48408 | -0.48408 | 17.7136 | 76.9541 | 0 | 2.6945 | 2.6945 | 0.32101 | 2.6945 | 0 | 0.83136 | 0.24918 | 0 | 6.3176
2025-10-03 16:00 | 0.071869 | 11.8096 | 76.9926 | 73.1565 | 0.069117 | 0.2198 | 0.53656 | 0.53656 | 0.53656 | 40.9654 | 0 | 0 | 0 | 0.2198 | 0.5648 | 0.53656 | 0 | 0 | 3.02 | 6.0061 | 0 | 0.345 | -0.345 | 17.3279 | 75.2784 | 0 | 1.9129 | 1.9129 | 0.2279 | 1.9129 | 0 | 0.59022 | 0.17584 | 0 | 6.226
2025-10-03 17:00 | 0.0056243 | 0 | 85.0776 | 90 | 0 | 0 | 0.65141 | 0.65141 | 0.65141 | 0 | 0 | 0 | 0 | 0 | 0.6857 | 0.65141 | 0 | 0 | 3.2922 | 6.0061 | 0 | 0.6857 | -0.6857 | 16.5612 | 71.9479 | 0 | 2.3224 | 2.3224 | 0.27668 | 2.3224 | 0 | 0.71655 | 0 | 0 | 6.0061
2025-10-03 18:00 | 0 | 0 | 92.9421 | 90 | 0 | 0 | 0.59825 | 0.59825 | 0.59825 | 0 | 0 | 1.1102e-16 | 0 | 0 | 0.62974 | 0.59825 | 0 | 0 | 3.8378 | 6.0061 | 0 | 0.62974 | -0.62974 | 15.8572 | 68.8891 | 0 | 2.1328 | 2.1328 | 0.2541 | 2.1328 | 0 | 0.65808 | 0 | 0 | 6.0061
2025-10-03 19:00 | 0 | 0 | 101.4144 | 90 | 0 | 0 | 0.6983 | 0.6983 | 0.6983 | 0 | 0 | 1.1102e-16 | 0 | 0 | 0.73505 | 0.6983 | 0 | 0 | 4.2663 | 5.9478 | 0 | 0.73505 | -0.73505 | 15.0354 | 65.3189 | 0 | 2.4895 | 2.4895 | 0.29659 | 2.4895 | 0 | 0.76813 | 0 | 0 | 5.9478
2025-10-03 20:00 | 0 | 0 | 111.6156 | 90 | 0 | 0 | 0.7641 | 0.7641 | 0.7641 | 0 | 0 | 1.1102e-16 | 0 | 0 | 0.80432 | 0.7641 | 0 | 0 | 4.7688 | 5.2127 | 0 | 0.80432 | -0.80432 | 14.1361 | 61.4122 | 0 | 2.7241 | 2.7241 | 0.32454 | 2.7241 | 0 | 0.84051 | 0 | 0 | 5.2127
2025-10-03 21:00 | 0 | 0 | 125.4436 | 90 | 0 | 0 | 0.79258 | 0.79258 | 0.79258 | 0 | 0 | 1.1102e-16 | 0 | 0 | 0.83429 | 0.79258 | 0 | 0 | 5.143 | 4.4084 | 0 | 0.83429 | -0.83429 | 13.2033 | 57.3599 | 0 | 2.8256 | 2.8256 | 0.33664 | 2.8256 | 0 | 0.87184 | 0 | 0 | 4.4084
2025-10-03 22:00 | 0 | 0 | 146.1029 | 90 | 0 | 0 | 0.44244 | 0.44244 | 0.44244 | 0 | 0 | 5.5511e-17 | 0 | 0 | 0.46573 | 0.44244 | 0 | 0 | 5.143 | 3.5741 | 0 | 0.46573 | -0.46573 | 12.6826 | 55.0978 | 0 | 1.5773 | 1.5773 | 0.18792 | 1.5773 | 0 | 0.48668 | 0 | 0 | 3.5741
2025-10-03 23:00 | 0 | 0 | 175.8329 | 90 | 0 | 0 | 0.47154 | 0.47154 | 0.47154 | 0 | 0 | 0 | 0 | 0 | 0.49636 | 0.47154 | 0 | 0 | 5.143 | 3.1084 | 0 | 0.49636 | -0.49636 | 12.1277 | 52.687 | 0 | 1.6811 | 1.6811 | 0.20028 | 1.6811 | 0 | 0.5187 | 0 | 0 | 3.1084
2025-10-04 | 0 | 0 | -152.3654 | 90 | 0 | 0 | 0.31225 | 0.31225 | 0.31225 | 0 | 0 | 5.5511e-17 | 0 | 0 | 0.32868 | 0.31225 | 0 | 0 | 5.143 | 2.612 | 0 | 0.32868 | -0.32868 | 11.7602 | 51.0905 | 0 | 1.1132 | 1.1132 | 0.13262 | 1.1132 | 0 | 0.34347 | 0 | 0 | 2.612
2025-10-04 01:00 | 0 | 0 | -129.3508 | 90 | 0 | 0 | 0.3966 | 0.3966 | 0.3966 | 0 | 0 | 5.5511e-17 | 0 | 0 | 0.41748 | 0.3966 | 0 | 0 | 5.143 | 2.2833 | 0 | 0.41748 | -0.41748 | 11.2935 | 49.0628 | 0 | 1.4139 | 1.4139 | 0.16845 | 1.4139 | 0 | 0.43626 | 0 | 0 | 2.2833
2025-10-04 02:00 | 0 | 0 | -114.1944 | 90 | 0 | 0 | 0.37677 | 0.37677 | 0.37677 | 0 | 0 | 5.5511e-17 | 0 | 0 | 0.3966 | 0.37677 | 0 | 0 | 5.143 | 1.8659 | 0 | 0.3966 | -0.3966 | 10.85 | 47.1364 | 0 | 1.3432 | 1.3432 | 0.16003 | 1.3432 | 0 | 0.41445 | 0 | 0 | 1.8659
2025-10-04 03:00 | 0 | 0 | -103.3493 | 90 | 0 | 0 | 0.28863 | 0.28863 | 0.28863 | 0 | 0 | 5.5511e-17 | 0 | 0 | 0.30382 | 0.28863 | 0 | 0 | 5.143 | 1.4693 | 0 | 0.30382 | -0.30382 | 10.5104 | 45.6607 | 0 | 1.029 | 1.029 | 0.12259 | 1.029 | 0 | 0.3175 | 0 | 0 | 1.4693
2025-10-04 04:00 | 0 | 0 | -94.5982 | 90 | 0 | 0 | 0.33073 | 0.33073 | 0.33073 | 0 | 0 | 0 | 0 | 0 | 0.34814 | 0.33073 | 0 | 0 | 5.143 | 1.1654 | 0 | 0.34814 | -0.34814 | 10.1211 | 43.9697 | 0 | 1.1791 | 1.1791 | 0.14047 | 1.1791 | 0 | 0.36381 | 0 | 0 | 1.1654
2025-10-04 05:00 | 0.0017592 | 0 | -86.6791 | 90 | 0 | 0 | 0.3768 | 0.3768 | 0.3768 | 0 | 0 | 5.5511e-17 | 0 | 0 | 0.39664 | 0.3768 | 0 | 0 | 5.143 | 0.8173 | 0 | 0.39664 | -0.39664 | 9.6777 | 42.0432 | 0 | 1.3434 | 1.3434 | 0.16004 | 1.3434 | 0 | 0.41449 | 0 | 0 | 0.8173
2025-10-04 06:00 | 0.061763 | 8.4967 | -78.7251 | 76.8694 | 0.061095 | 0.19429 | 0.28195 | 0.28195 | 0.28195 | 68.9109 | 0 | 0 | 0 | 0.19429 | 0.29679 | 0.28195 | 0 | 0 | 5.143 | 0.42066 | 0 | 0.10249 | -0.10249 | 9.5631 | 41.5454 | 0 | 1.0052 | 1.0052 | 0.11975 | 1.0052 | 0 | 0.31014 | 0.15543 | 0 | 0.61495
2025-10-04 07:00 | 0.090641 | 20.792 | -69.9277 | 61.9353 | 0.086211 | 0.27417 | 0.31416 | 0.31416 | 0.31416 | 87.2696 | 5.5511e-17 | 0 | 0 | 0.27417 | 0.33069 | 0.31416 | 0 | 0 | 5.143 | 0.31817 | 0 | 0.056528 | -0.056528 | 9.4999 | 41.2708 | 0 | 1.12 | 1.12 | 0.13343 | 1.12 | 0 | 0.34558 | 0.21933 | 0 | 0.59233
2025-10-04 08:00 | 0.20846 | 32.3366 | -59.2865 | 47.023 | 0.2008 | 0.63859 | 0.35886 | 0.35886 | 0.35886 | 177.9524 | 0 | 0 | 0.024852 | 0.63859 | 0.37774 | 0.35886 | 0 | 0 | 5.143 | 0.26164 | 0.26085 | 0 | 0.26085 | 9.7332 | 42.2844 | 0 | 1.2794 | 1.2794 | 0.15242 | 1.2794 | 0 | 0.39474 | 0.51087 | 0 | 0.90023
2025-10-04 09:00 | 0.28821 | 42.4727 | -45.4029 | 32.1687 | 0.27982 | 0.88989 | 0.32712 | 0.32712 | 0.32712 | 272.0411 | 0 | 0 | 0 | 0.88989 | 0.34433 | 0.32712 | 0 | 0 | 5.143 | 0.47032 | 0.54556 | 0 | 0.54556 | 10.2211 | 44.4043 | 0 | 1.1662 | 1.1662 | 0.13894 | 1.1662 | 0 | 0.35983 | 0.71191 | 0 | 1.3602
2025-10-04 10:00 | 0.62913 | 50.0363 | -26.6637 | 17.5267 | 0.73699 | 2.3437 | 0.33573 | 0.33573 | 0.33573 | 698.1082 | 0 | 0 | 0 | 2.3437 | 0.3534 | 0.33573 | 0 | 0 | 5.143 | 0.90676 | 1.9903 | 0 | 1.9903 | 12.0014 | 52.1382 | 0 | 1.1969 | 1.1969 | 0.1426 | 1.1969 | 0 | 0.3693 | 1.875 | 0 | 3.2505
2025-10-04 11:00 | 0.76299 | 53.3519 | -3.0356 | 5.3245 | 0.9312 | 2.9614 | 0.27726 | 0.27726 | 0.27726 | 1068.081 | 0 | 0 | 0 | 2.9614 | 0.29185 | 0.27726 | 0 | 0 | 5.143 | 2.499 | 2.6695 | 0 | 2.6695 | 14.3891 | 62.5111 | 0 | 0.98847 | 0.98847 | 0.11776 | 0.98847 | 0 | 0.30499 | 2.3691 | 0 | 5.4604
2025-10-04 12:00 | 0.58961 | 51.2961 | 21.3029 | 14.0842 | 0.66892 | 2.1273 | 0.79648 | 0.79648 | 0.79648 | 267.0844 | 0 | 0 | 0 | 2.1273 | 0.8384 | 0.79648 | 0 | 0 | 4.0025 | 4.6347 | 1.2889 | 0 | 1.2889 | 15.5419 | 67.5193 | 0 | 2.8396 | 2.8396 | 0.33829 | 2.8396 | 0 | 0.87613 | 1.7018 | 0 | 6.7619
2025-10-04 13:00 | 0.61993 | 44.6007 | 41.3571 | 28.5867 | 0.7472 | 2.3762 | 0.78289 | 0.78289 | 0.78289 | 303.5215 | 0 | 0 | 0 | 2.3762 | 0.82409 | 0.78289 | 0 | 0 | 3.5292 | 5.6658 | 1.5521 | 0 | 1.5521 | 16.9302 | 73.5505 | 0 | 2.7911 | 2.7911 | 0.33252 | 2.7911 | 0 | 0.86118 | 1.901 | 0 | 8.042
2025-10-04 14:00 | 0.35694 | 34.9573 | 56.2811 | 43.4139 | 0.37976 | 1.2077 | 0.83041 | 0.83041 | 0.83041 | 145.4323 | 0 | 0 | 0 | 1.2077 | 0.87412 | 0.83041 | 0 | 0 | 2.7721 | 6.0061 | 0.33357 | 0 | 0.33357 | 17.2285 | 74.8466 | 0 | 2.9605 | 2.9605 | 0.35271 | 2.9605 | 0 | 0.91345 | 0.96615 | 0 | 7.2138
2025-10-04 15:00 | 0.2758 | 23.6787 | 67.5625 | 58.317 | 0.30981 | 0.98523 | 0.71807 | 0.71807 | 0.71807 | 137.2057 | 0 | 0 | 0 | 0.98523 | 0.75586 | 0.71807 | 0 | 0 | 2.8805 | 6.0061 | 0.22937 | 0 | 0.22937 | 17.4337 | 75.7379 | 0 | 2.56 | 2.56 | 0.30499 | 2.56 | 0 | 0.78988 | 0.78819 | 0 | 6.9914
2025-10-04 16:00 | 0.089819 | 11.5232 | 76.7027 | 73.2476 | 0.089484 | 0.28458 | 0.91911 | 0.91911 | 0.91911 | 30.962 | 0 | 1.1102e-16 | 0 | 0.28458 | 0.96749 | 0.91911 | 0 | 0 | 2.9092 | 6.0061 | 0 | 0.68291 | -0.68291 | 16.6701 | 72.4209 | 0 | 3.2767 | 3.2767 | 0.39038 | 3.2767 | 0 | 1.011 | 0.22766 | 0 | 6.2907
2025-10-04 17:00 | 0.010251 | 0 | 84.7836 | 90 | 0 | 0 | 0.59112 | 0.59112 | 0.59112 | 0 | 0 | 0 | 0 | 0 | 0.62223 | 0.59112 | 0 | 0 | 3.6346 | 6.0061 | 0 | 0.62223 | -0.62223 | 15.9745 | 69.3987 | 0 | 2.1074 | 2.1074 | 0.25107 | 2.1074 | 0 | 0.65023 | 0 | 0 | 6.0061
2025-10-04 18:00 | 0 | 0 | 92.6384 | 90 | 0 | 0 | 0.5628 | 0.5628 | 0.5628 | 0 | 0 | 1.1102e-16 | 0 | 0 | 0.59242 | 0.5628 | 0 | 0 | 4.1366 | 6.0061 | 0 | 0.59242 | -0.59242 | 15.3121 | 66.5212 | 0 | 2.0064 | 2.0064 | 0.23904 | 2.0064 | 0 | 0.61908 | 0 | 0 | 6.0061
2025-10-04 19:00 | 0 | 0 | 101.0941 | 90 | 0 | 0 | 0.72687 | 0.72687 | 0.72687 | 0 | 0 | 1.1102e-16 | 0 | 0 | 0.76512 | 0.72687 | 0 | 0 | 4.5474 | 5.4603 | 0 | 0.76512 | -0.76512 | 14.4567 | 62.8049 | 0 | 2.5914 | 2.5914 | 0.30873 | 2.5914 | 0 | 0.79955 | 0 | 0 | 5.4603
2025-10-04 20:00 | 0 | 0 | 111.2761 | 90 | 0 | 0 | 0.9534 | 0.9534 | 0.9534 | 0 | 0 | 0 | 0 | 0 | 1.0036 | 0.9534 | 0 | 0 | 5.0895 | 4.6951 | 0 | 1.0036 | -1.0036 | 13.3346 | 57.9304 | 0 | 3.399 | 3.399 | 0.40494 | 3.399 | 0 | 1.0487 | 0 | 0 | 4.6951
2025-10-04 21:00 | 0 | 0 | 125.1057 | 90 | 0 | 0 | 0.60433 | 0.60433 | 0.60433 | 0 | 0 | 1.1102e-16 | 0 | 0 | 0.63614 | 0.60433 | 0 | 0 | 5.143 | 3.6916 | 0 | 0.63614 | -0.63614 | 12.6234 | 54.8406 | 0 | 2.1545 | 2.1545 | 0.25668 | 2.1545 | 0 | 0.66476 | 0 | 0 | 3.6916
2025-10-04 22:00 | 0 | 0 | 145.8751 | 90 | 0 | 0 | 0.49213 | 0.49213 | 0.49213 | 0 | 0 | 5.5511e-17 | 0 | 0 | 0.51803 | 0.49213 | 0 | 0 | 5.143 | 3.0554 | 0 | 0.51803 | -0.51803 | 12.0442 | 52.3244 | 0 | 1.7545 | 1.7545 | 0.20903 | 1.7545 | 0 | 0.54135 | 0 | 0 | 3.0554
2025-10-04 23:00 | 0 | 0 | 175.9585 | 90 | 0 | 0 | 0.89596 | 0.89596 | 0.89596 | 0 | 0 | 1.1102e-16 | 0 | 0 | 0.94312 | 0.89596 | 0 | 0 | 5.143 | 2.5374 | 0 | 0.94312 | -0.94312 | 10.9898 | 47.7436 | 0 | 3.1942 | 3.1942 | 0.38055 | 3.1942 | 0 | 0.98556 | 0 | 0 | 2.5374
2025-10-05 | 0 | 0 | -151.8932 | 90 | 0 | 0 | 0.26246 | 0.26246 | 0.26246 | 0 | 0 | 0 | 0 | 0 | 0.27628 | 0.26246 | 0 | 0 | 5.143 | 1.5943 | 0 | 0.27628 | -0.27628 | 10.6809 | 46.4016 | 0 | 0.93571 | 0.93571 | 0.11148 | 0.93571 | 0 | 0.28871 | 0 | 0 | 1.5943
2025-10-05 01:00 | 0 | 0 | -128.8224 | 90 | 0 | 0 | 0.37236 | 0.37236 | 0.37236 | 0 | 0 | 5.5511e-17 | 0 | 0 | 0.39196 | 0.37236 | 0 | 0 | 5.143 | 1.318 | 0 | 0.39196 | -0.39196 | 10.2427 | 44.4979 | 0 | 1.3275 | 1.3275 | 0.15815 | 1.3275 | 0 | 0.4096 | 0 | 0 | 1.318
2025-10-05 02:00 | 0 | 0 | -113.7158 | 90 | 0 | 0 | 0.27757 | 0.27757 | 0.27757 | 0 | 0 | 5.5511e-17 | 0 | 0 | 0.29218 | 0.27757 | 0 | 0 | 5.143 | 0.92603 | 0 | 0.29218 | -0.29218 | 9.916 | 43.0787 | 0 | 0.98956 | 0.98956 | 0.11789 | 0.98956 | 0 | 0.30532 | 0 | 0 | 0.92603
2025-10-05 03:00 | 0 | 0 | -102.9216 | 90 | 0 | 0 | 0.32281 | 0.32281 | 0.32281 | 0 | 0 | 5.5511e-17 | 0 | 0 | 0.3398 | 0.32281 | 0 | 0 | 5.143 | 0.63385 | 0 | 0.3398 | -0.3398 | 9.5361 | 41.4283 | 0 | 1.1508 | 1.1508 | 0.13711 | 1.1508 | 0 | 0.35509 | 0 | 0 | 0.63385
2025-10-05 04:00 | 0 | 0 | -94.2039 | 90 | 0 | 0 | 0.3502 | 0.27936 | 0.27936 | 0 | 0 | 0.070843 | 0.10586 | 0 | 0.29406 | 0.27936 | 0 | 0 | 5.143 | 0.29406 | 0 | 0.29406 | -0.29406 | 9.2074 | 40 | 0 | 1.2485 | 1.2485 | 0.14874 | 1.2485 | 0 | 0.38522 | 0 | 0 | 0.29406
2025-10-05 05:00 | 0.001673 | 0 | -86.3008 | 90 | 0 | 0 | 0.29091 | 0 | 0 | 0 | 0 | 0.29091 | 0.32 | 0 | 0 | 0 | 0 | 0 | 5.143 | 0 | 0 | 0 | 0 | 9.2074 | 40 | 0 | 1.0371 | 1.0371 | 0.12356 | 1.0371 | 0 | 0.32 | 0 | 0 | 0
2025-10-05 06:00 | 0.10545 | 8.3486 | -78.3478 | 76.7984 | 0.13657 | 0.43432 | 0.38859 | 0.38859 | 0.38859 | 111.7655 | 0 | 0 | 0.34493 | 0.43432 | 0.40905 | 0.38859 | 0 | 0 | 5.143 | 0 | 0.025268 | 0 | 0.025268 | 9.23 | 40.0982 | 0 | 1.3854 | 1.3854 | 0.16505 | 1.3854 | 0 | 0.42745 | 0.34745 | 0 | 0.43432
2025-10-05 07:00 | 0.29915 | 20.6207 | -69.5394 | 61.8751 | 0.37597 | 1.1957 | 0.31093 | 0.31093 | 0.31093 | 384.5438 | 0 | 0 | 0.095643 | 1.1957 | 0.32729 | 0.31093 | 0 | 0 | 5.143 | 0.020214 | 0.86836 | 0 | 0.86836 | 10.0067 | 43.4724 | 0 | 1.1085 | 1.1085 | 0.13206 | 1.1085 | 0 | 0.34202 | 0.95653 | 0 | 1.2159
2025-10-05 08:00 | 0.49364 | 32.1273 | -58.8813 | 46.9773 | 0.61693 | 1.9619 | 0.45595 | 0.45595 | 0.45595 | 430.292 | 0 | 0 | 0 | 1.9619 | 0.47995 | 0.45595 | 0 | 0 | 5.143 | 0.71491 | 1.482 | 0 | 1.482 | 11.3322 | 49.2309 | 0 | 1.6255 | 1.6255 | 0.19366 | 1.6255 | 0 | 0.50155 | 1.5695 | 0 | 2.6768
2025-10-05 09:00 | 0.60042 | 42.208 | -44.9944 | 32.1472 | 0.73098 | 2.3246 | 0.28549 | 0.28549 | 0.28549 | 814.2678 | 0 | 0 | 0 | 2.3246 | 0.30051 | 0.28549 | 0 | 0 | 5.143 | 1.9005 | 2.0241 | 0 | 2.0241 | 13.1426 | 57.0961 | 0 | 1.0178 | 1.0178 | 0.12126 | 1.0178 | 0 | 0.31404 | 1.8597 | 0 | 4.2251
2025-10-05 10:00 | 0.73706 | 49.7028 | -26.3169 | 17.564 | 0.90825 | 2.8884 | 0.33418 | 0.33418 | 0.33418 | 864.3203 | 0 | 0 | 0 | 2.8884 | 0.35177 | 0.33418 | 0 | 0 | 4.878 | 3.5198 | 2.5366 | 0 | 2.5366 | 15.4114 | 66.9527 | 0 | 1.1914 | 1.1914 | 0.14194 | 1.1914 | 0 | 0.3676 | 2.3107 | 0 | 6.4082
2025-10-05 11:00 | 0.68213 | 52.9622 | -2.8745 | 5.6711 | 0.81141 | 2.5804 | 0.33193 | 0.33193 | 0.33193 | 777.4039 | 0 | 0 | 0 | 2.5804 | 0.3494 | 0.33193 | 0 | 0 | 3.4073 | 5.5491 | 2.231 | 0 | 2.231 | 17.4069 | 75.6217 | 0 | 1.1834 | 1.1834 | 0.14098 | 1.1834 | 0 | 0.36512 | 2.0643 | 0 | 8.1295
2025-10-05 12:00 | 0.75546 | 50.8974 | 21.2286 | 14.2999 | 0.93131 | 2.9617 | 0.66556 | 0.66556 | 0.66556 | 445.0008 | 0 | 0 | 0 | 2.9617 | 0.70059 | 0.66556 | 0 | 0 | 2.2725 | 6.0061 | 2.2611 | 0 | 2.2611 | 19.4293 | 84.4079 | 0 | 2.3728 | 2.3728 | 0.28269 | 2.3728 | 0 | 0.73211 | 2.3694 | 0 | 8.9679
2025-10-05 13:00 | 0.71982 | 44.2308 | 41.1382 | 28.7305 | 0.90028 | 2.8631 | 0.52554 | 0.52554 | 0.52554 | 544.7858 | 1.1804 | 0 | 0 | 2.8631 | 0.5532 | 0.52554 | 0 | 0 | 1.1294 | 6.0061 | 1.1294 | 0 | 1.1294 | 20.4395 | 88.7964 | 0 | 1.8736 | 1.8736 | 0.22321 | 1.8736 | 0 | 0.57809 | 2.2904 | 0 | 8.8692
2025-10-05 14:00 | 0.63621 | 34.6239 | 56.0087 | 43.5307 | 0.81025 | 2.5767 | 0.77814 | 0.77814 | 0.77814 | 331.1401 | 0.94967 | 0 | 0 | 2.5767 | 0.81909 | 0.77814 | 0 | 0 | 0.80796 | 6.0061 | 0.80796 | 0 | 0.80796 | 21.1622 | 91.9359 | 0 | 2.7741 | 2.7741 | 0.3305 | 2.7741 | 0 | 0.85595 | 2.0614 | 0 | 8.5829
2025-10-05 15:00 | 0.41798 | 23.3746 | 67.2766 | 58.4183 | 0.5484 | 1.744 | 0.71227 | 0.71227 | 0.71227 | 244.8512 | 0.41269 | 0 | 0 | 1.744 | 0.74975 | 0.71227 | 0 | 0 | 0.58155 | 6.0061 | 0.58155 | 0 | 0.58155 | 21.6823 | 94.1956 | 0 | 2.5393 | 2.5393 | 0.30252 | 2.5393 | 0 | 0.78349 | 1.3952 | 0 | 7.7501
2025-10-05 16:00 | 0.17788 | 11.2387 | 76.4136 | 73.3376 | 0.24949 | 0.79343 | 0.98273 | 0.98273 | 0.98273 | 80.7375 | 0 | 0 | 0 | 0.79343 | 1.0345 | 0.98273 | 0 | 0 | 0.41859 | 6.0061 | 0 | 0.24102 | -0.24102 | 21.4129 | 93.025 | 0 | 3.5036 | 3.5036 | 0.4174 | 3.5036 | 0 | 1.081 | 0.63475 | 0 | 6.7996
2025-10-05 17:00 | 0.014039 | 0 | 84.49 | 90 | 0 | 0 | 0.66985 | 0.66985 | 0.66985 | 0 | 0 | 1.1102e-16 | 0 | 0 | 0.7051 | 0.66985 | 0 | 0 | 0.81785 | 6.0061 | 0 | 0.7051 | -0.7051 | 20.6245 | 89.6002 | 0 | 2.3881 | 2.3881 | 0.28451 | 2.3881 | 0 | 0.73683 | 0 | 0 | 6.0061
2025-10-05 18:00 | 0 | 0 | 92.3343 | 90 | 0 | 0 | 0.70478 | 0.70478 | 0.70478 | 0 | 0 | 1.1102e-16 | 0 | 0 | 0.74188 | 0.70478 | 0 | 0 | 1.4932 | 6.0061 | 0 | 0.74188 | -0.74188 | 19.7951 | 85.9968 | 0 | 2.5126 | 2.5126 | 0.29935 | 2.5126 | 0 | 0.77526 | 0 | 0 | 6.0061
2025-10-05 19:00 | 0 | 0 | 100.7724 | 90 | 0 | 0 | 0.65977 | 0.65977 | 0.65977 | 0 | 0 | 1.1102e-16 | 0 | 0 | 0.6945 | 0.65977 | 0 | 0 | 2.0685 | 6.0061 | 0 | 0.6945 | -0.6945 | 19.0186 | 82.6235 | 0 | 2.3522 | 2.3522 | 0.28023 | 2.3522 | 0 | 0.72575 | 0 | 0 | 6.0061
2025-10-05 20:00 | 0 | 0 | 110.9339 | 90 | 0 | 0 | 0.58867 | 0.58867 | 0.58867 | 0 | 0 | 1.1102e-16 | 0 | 0 | 0.61966 | 0.58867 | 0 | 0 | 2.5375 | 6.0061 | 0 | 0.61966 | -0.61966 | 18.3258 | 79.6138 | 0 | 2.0987 | 2.0987 | 0.25003 | 2.0987 | 0 | 0.64754 | 0 | 0 | 6.0061
2025-10-05 21:00 | 0 | 0 | 124.7628 | 90 | 0 | 0 | 0.86522 | 0.86522 | 0.86522 | 0 | 0 | 1.1102e-16 | 0 | 0 | 0.91076 | 0.86522 | 0 | 0 | 2.9187 | 6.0061 | 0 | 0.91076 | -0.91076 | 17.3076 | 75.1901 | 0 | 3.0846 | 3.0846 | 0.36749 | 3.0846 | 0 | 0.95174 | 0 | 0 | 6.0061
2025-10-05 22:00 | 0 | 0 | 145.6405 | 90 | 0 | 0 | 0.8083 | 0.8083 | 0.8083 | 0 | 0 | 1.1102e-16 | 0 | 0 | 0.85084 | 0.8083 | 0 | 0 | 3.5636 | 6.0061 | 0 | 0.85084 | -0.85084 | 16.3563 | 71.0574 | 0 | 2.8817 | 2.8817 | 0.34331 | 2.8817 | 0 | 0.88913 | 0 | 0 | 6.0061
2025-10-05 23:00 | 0 | 0 | 176.0839 | 90 | 0 | 0 | 0.6667 | 0.6667 | 0.6667 | 0 | 0 | 0 | 0 | 0 | 0.70179 | 0.6667 | 0 | 0 | 4.111 | 6.0061 | 0 | 0.70179 | -0.70179 | 15.5717 | 67.6487 | 0 | 2.3769 | 2.3769 | 0.28317 | 2.3769 | 0 | 0.73337 | 0 | 0 | 6.0061
2025-10-06 | 0 | 0 | -151.416 | 90 | 0 | 0 | 0.45917 | 0.45917 | 0.45917 | 0 | 0 | 5.5511e-17 | 0 | 0 | 0.48333 | 0.45917 | 0 | 0 | 4.5147 | 5.6924 | 0 | 0.48333 | -0.48333 | 15.0313 | 65.3011 | 0 | 1.637 | 1.637 | 0.19502 | 1.637 | 0 | 0.50508 | 0 | 0 | 5.6924
2025-10-06 01:00 | 0 | 0 | -128.2921 | 90 | 0 | 0 | 0.30728 | 0.30728 | 0.30728 | 0 | 0 | 0 | 0 | 0 | 0.32345 | 0.30728 | 0 | 0 | 4.7411 | 5.2091 | 0 | 0.32345 | -0.32345 | 14.6696 | 63.7301 | 0 | 1.0955 | 1.0955 | 0.13051 | 1.0955 | 0 | 0.33801 | 0 | 0 | 5.2091
2025-10-06 02:00 | 0 | 0 | -113.2378 | 90 | 0 | 0 | 0.40509 | 0.40509 | 0.40509 | 0 | 0 | 5.5511e-17 | 0 | 0 | 0.42641 | 0.40509 | 0 | 0 | 4.866 | 4.8856 | 0 | 0.42641 | -0.42641 | 14.1929 | 61.6589 | 0 | 1.4442 | 1.4442 | 0.17206 | 1.4442 | 0 | 0.4456 | 0 | 0 | 4.8856
2025-10-06 03:00 | 0 | 0 | -102.4955 | 90 | 0 | 0 | 0.38113 | 0.38113 | 0.38113 | 0 | 0 | 0 | 0 | 0 | 0.40119 | 0.38113 | 0 | 0 | 5.1263 | 4.4592 | 0 | 0.40119 | -0.40119 | 13.7444 | 59.7103 | 0 | 1.3588 | 1.3588 | 0.16188 | 1.3588 | 0 | 0.41924 | 0 | 0 | 4.4592
2025-10-06 04:00 | 0 | 0 | -93.8114 | 90 | 0 | 0 | 0.39832 | 0.39832 | 0.39832 | 0 | 0 | 5.5511e-17 | 0 | 0 | 0.41928 | 0.39832 | 0 | 0 | 5.143 | 4.058 | 0 | 0.41928 | -0.41928 | 13.2756 | 57.6738 | 0 | 1.4201 | 1.4201 | 0.16918 | 1.4201 | 0 | 0.43815 | 0 | 0 | 4.058
2025-10-06 05:00 | 0.00093666 | 0 | -85.9246 | 90 | 0 | 0 | 0.36452 | 0.36452 | 0.36452 | 0 | 0 | 5.5511e-17 | 0 | 0 | 0.38371 | 0.36452 | 0 | 0 | 5.143 | 3.6387 | 0 | 0.38371 | -0.38371 | 12.8466 | 55.8101 | 0 | 1.2996 | 1.2996 | 0.15483 | 1.2996 | 0 | 0.40097 | 0 | 0 | 3.6387
2025-10-06 06:00 | 0.03307 | 8.1994 | -77.9732 | 76.7299 | 0.03159 | 0.10046 | 0.41485 | 0.41485 | 0.41485 | 24.2166 | 0 | 0 | 0 | 0.10046 | 0.43668 | 0.41485 | 0 | 0 | 5.143 | 3.255 | 0 | 0.33622 | -0.33622 | 12.4707 | 54.177 | 0 | 1.479 | 1.479 | 0.1762 | 1.479 | 0 | 0.45633 | 0.08037 | 0 | 3.3555
2025-10-06 07:00 | 0.2152 | 20.448 | -69.1546 | 61.8182 | 0.23389 | 0.74381 | 0.34968 | 0.34968 | 0.34968 | 212.7085 | 0 | 0 | 0 | 0.74381 | 0.36809 | 0.34968 | 0 | 0 | 5.143 | 2.9188 | 0.37572 | 0 | 0.37572 | 12.8067 | 55.6369 | 0 | 1.2467 | 1.2467 | 0.14852 | 1.2467 | 0 | 0.38465 | 0.59504 | 0 | 3.6626
2025-10-06 08:00 | 0.28397 | 31.9166 | -58.4809 | 46.936 | 0.28964 | 0.9211 | 0.32802 | 0.32802 | 0.32802 | 280.8098 | 0 | 0 | 0 | 0.9211 | 0.34528 | 0.32802 | 0 | 0 | 5.143 | 3.2194 | 0.57582 | 0 | 0.57582 | 13.3218 | 57.8744 | 0 | 1.1694 | 1.1694 | 0.13932 | 1.1694 | 0 | 0.36082 | 0.73688 | 0 | 4.1405
2025-10-06 09:00 | 0.35679 | 41.942 | -44.5926 | 32.1317 | 0.36157 | 1.1498 | 0.44183 | 0.44183 | 0.44183 | 260.2453 | 0 | 0 | 0 | 1.1498 | 0.46509 | 0.44183 | 0 | 0 | 5.143 | 3.68 | 0.68476 | 0 | 0.68476 | 13.9342 | 60.5352 | 0 | 1.5752 | 1.5752 | 0.18766 | 1.5752 | 0 | 0.48601 | 0.91988 | 0 | 4.8299
2025-10-06 10:00 | 0.66612 | 49.369 | -25.9784 | 17.6114 | 0.80399 | 2.5568 | 0.4205 | 0.4205 | 0.4205 | 608.0509 | 0 | 0 | 0 | 2.5568 | 0.44263 | 0.4205 | 0 | 0 | 4.8518 | 4.2278 | 2.1142 | 0 | 2.1142 | 15.8252 | 68.7504 | 0 | 1.4991 | 1.4991 | 0.1786 | 1.4991 | 0 | 0.46255 | 2.0455 | 0 | 6.7847
2025-10-06 11:00 | 0.94119 | 52.5738 | -2.7194 | 6.0235 | 1.1794 | 3.7506 | 0.32374 | 0.32374 | 0.32374 | 1158.515 | 0 | 0 | 0 | 3.7506 | 0.34078 | 0.32374 | 0 | 0 | 3.4509 | 5.9192 | 3.4098 | 0 | 3.4098 | 18.8751 | 82 | 0 | 1.1542 | 1.1542 | 0.1375 | 1.1542 | 0 | 0.35612 | 3.0005 | 0 | 9.6698
2025-10-06 12:00 | 0.89395 | 50.5006 | 21.1536 | 14.521 | 1.1214 | 3.5662 | 0.67122 | 0.67122 | 0.67122 | 531.3004 | 1.5436 | 0 | 0 | 3.5662 | 0.70654 | 0.67122 | 0 | 0 | 1.3161 | 6.0061 | 1.3161 | 0 | 1.3161 | 20.0522 | 87.1137 | 0 | 2.393 | 2.393 | 0.28509 | 2.393 | 0 | 0.73834 | 2.8529 | 0 | 9.5723
2025-10-06 13:00 | 0.60354 | 43.863 | 40.921 | 28.8767 | 0.73038 | 2.3227 | 0.69492 | 0.69492 | 0.69492 | 334.2437 | 0.66192 | 0 | 0 | 2.3227 | 0.73149 | 0.69492 | 0 | 0 | 0.9293 | 6.0061 | 0.9293 | 0 | 0.9293 | 20.8834 | 90.7248 | 0 | 2.4775 | 2.4775 | 0.29516 | 2.4775 | 0 | 0.76441 | 1.8582 | 0 | 8.3289
2025-10-06 14:00 | 0.26538 | 34.2923 | 55.7383 | 43.6481 | 0.26228 | 0.8341 | 0.75507 | 0.75507 | 0.75507 | 110.4661 | 0 | 0 | 0 | 0.8341 | 0.79482 | 0.75507 | 0 | 0 | 0.66889 | 6.0061 | 0.039286 | 0 | 0.039286 | 20.9185 | 90.8774 | 0 | 2.6919 | 2.6919 | 0.32071 | 2.6919 | 0 | 0.83058 | 0.66728 | 0 | 6.8403
2025-10-06 15:00 | 0.17432 | 23.0724 | 66.9921 | 58.5193 | 0.17141 | 0.54512 | 0.71344 | 0.71344 | 0.71344 | 76.4073 | 0 | 0 | 0 | 0.54512 | 0.75099 | 0.71344 | 0 | 0 | 0.93325 | 6.0061 | 0 | 0.20587 | -0.20587 | 20.6883 | 89.8775 | 0 | 2.5435 | 2.5435 | 0.30302 | 2.5435 | 0 | 0.78479 | 0.4361 | 0 | 6.5513
2025-10-06 16:00 | 0.16234 | 10.9564 | 76.1255 | 73.4266 | 0.2246 | 0.71428 | 0.92397 | 0.92397 | 0.92397 | 77.3055 | 0 | 0 | 0 | 0.71428 | 0.9726 | 0.92397 | 0 | 0 | 1.2507 | 6.0061 | 0 | 0.25832 | -0.25832 | 20.3995 | 88.6228 | 0 | 3.2941 | 3.2941 | 0.39244 | 3.2941 | 0 | 1.0164 | 0.57142 | 0 | 6.7204
2025-10-06 17:00 | 0.012702 | 0 | 84.1967 | 90 | 0 | 0 | 0.80082 | 0.80082 | 0.80082 | 0 | 0 | 0 | 0 | 0 | 0.84297 | 0.80082 | 0 | 0 | 1.5087 | 6.0061 | 0 | 0.84297 | -0.84297 | 19.4571 | 84.5284 | 0 | 2.855 | 2.855 | 0.34014 | 2.855 | 0 | 0.8809 | 0 | 0 | 6.0061
2025-10-06 18:00 | 0 | 0 | 92.0299 | 90 | 0 | 0 | 0.73061 | 0.73061 | 0.73061 | 0 | 0 | 1.1102e-16 | 0 | 0 | 0.76906 | 0.73061 | 0 | 0 | 2.2365 | 6.0061 | 0 | 0.76906 | -0.76906 | 18.5972 | 80.7929 | 0 | 2.6047 | 2.6047 | 0.31032 | 2.6047 | 0 | 0.80367 | 0 | 0 | 6.0061
2025-10-06 19:00 | 0 | 0 | 100.4496 | 90 | 0 | 0 | 0.82688 | 0.82688 | 0.82688 | 0 | 0 | 1.1102e-16 | 0 | 0 | 0.8704 | 0.82688 | 0 | 0 | 2.7837 | 6.0061 | 0 | 0.8704 | -0.8704 | 17.6241 | 76.5653 | 0 | 2.9479 | 2.9479 | 0.35121 | 2.9479 | 0 | 0.90957 | 0 | 0 | 6.0061
2025-10-06 20:00 | 0 | 0 | 110.5889 | 90 | 0 | 0 | 0.84744 | 0.84744 | 0.84744 | 0 | 0 | 1.1102e-16 | 0 | 0 | 0.89204 | 0.84744 | 0 | 0 | 3.3833 | 6.0061 | 0 | 0.89204 | -0.89204 | 16.6268 | 72.2325 | 0 | 3.0212 | 3.0212 | 0.35994 | 3.0212 | 0 | 0.93219 | 0 | 0 | 6.0061
2025-10-06 21:00 | 0 | 0 | 124.4147 | 90 | 0 | 0 | 1.0755 | 1.0755 | 1.0755 | 0 | 0 | 0 | 0 | 0 | 1.1321 | 1.0755 | 0 | 0 | 3.9699 | 6.0061 | 0 | 1.1321 | -1.1321 | 15.361 | 66.7338 | 0 | 3.8342 | 3.8342 | 0.4568 | 3.8342 | 0 | 1.183 | 0 | 0 | 6.0061
2025-10-06 22:00 | 0 | 0 | 145.3988 | 90 | 0 | 0 | 0.89331 | 0.89331 | 0.89331 | 0 | 0 | 1.1102e-16 | 0 | 0 | 0.94033 | 0.89331 | 0 | 0 | 4.7542 | 5.504 | 0 | 0.94033 | -0.94033 | 14.3097 | 62.1664 | 0 | 3.1848 | 3.1848 | 0.37942 | 3.1848 | 0 | 0.98265 | 0 | 0 | 5.504
2025-10-06 23:00 | 0 | 0 | 176.2088 | 90 | 0 | 0 | 0.74833 | 0.74833 | 0.74833 | 0 | 0 | 0 | 0 | 0 | 0.78772 | 0.74833 | 0 | 0 | 5.143 | 4.5637 | 0 | 0.78772 | -0.78772 | 13.429 | 58.3404 | 0 | 2.6679 | 2.6679 | 0.31784 | 2.6679 | 0 | 0.82317 | 0 | 0 | 4.5637
2025-10-07 | 0 | 0 | -150.9339 | 90 | 0 | 0 | 0.2966 | 0.2966 | 0.2966 | 0 | 0 | 0 | 0 | 0 | 0.31221 | 0.2966 | 0 | 0 | 5.143 | 3.776 | 0 | 0.31221 | -0.31221 | 13.08 | 56.824 | 0 | 1.0574 | 1.0574 | 0.12598 | 1.0574 | 0 | 0.32626 | 0 | 0 | 3.776
2025-10-07 01:00 | 0 | 0 | -127.7603 | 90 | 0 | 0 | 0.15394 | 0.15394 | 0.15394 | 0 | 0 | 2.7756e-17 | 0 | 0 | 0.16204 | 0.15394 | 0 | 0 | 5.143 | 3.4638 | 0 | 0.16204 | -0.16204 | 12.8988 | 56.0369 | 0 | 0.5488 | 0.5488 | 0.065382 | 0.5488 | 0 | 0.16933 | 0 | 0 | 3.4638
2025-10-07 02:00 | 0 | 0 | -112.7604 | 90 | 0 | 0 | 0.4034 | 0.4034 | 0.4034 | 0 | 0 | 5.5511e-17 | 0 | 0 | 0.42463 | 0.4034 | 0 | 0 | 5.143 | 3.3017 | 0 | 0.42463 | -0.42463 | 12.424 | 53.9744 | 0 | 1.4382 | 1.4382 | 0.17134 | 1.4382 | 0 | 0.44374 | 0 | 0 | 3.3017
2025-10-07 03:00 | 0 | 0 | -102.0708 | 90 | 0 | 0 | 0.33294 | 0.33294 | 0.33294 | 0 | 0 | 0 | 0 | 0 | 0.35047 | 0.33294 | 0 | 0 | 5.143 | 2.8771 | 0 | 0.35047 | -0.35047 | 12.0322 | 52.2722 | 0 | 1.187 | 1.187 | 0.14141 | 1.187 | 0 | 0.36624 | 0 | 0 | 2.8771
2025-10-07 04:00 | 0 | 0 | -93.421 | 90 | 0 | 0 | 0.38756 | 0.38756 | 0.38756 | 0 | 0 | 5.5511e-17 | 0 | 0 | 0.40796 | 0.38756 | 0 | 0 | 5.143 | 2.5266 | 0 | 0.40796 | -0.40796 | 11.5761 | 50.2906 | 0 | 1.3817 | 1.3817 | 0.16461 | 1.3817 | 0 | 0.42632 | 0 | 0 | 2.5266
2025-10-07 05:00 | 0.0011201 | 0 | -85.5508 | 90 | 0 | 0 | 0.13699 | 0.13699 | 0.13699 | 0 | 0 | 2.7756e-17 | 0 | 0 | 0.1442 | 0.13699 | 0 | 0 | 5.143 | 2.1187 | 0 | 0.1442 | -0.1442 | 11.4149 | 49.5902 | 0 | 0.4884 | 0.4884 | 0.058186 | 0.4884 | 0 | 0.15069 | 0 | 0 | 2.1187
2025-10-07 06:00 | 0.13444 | 8.0492 | -77.6014 | 76.664 | 0.21293 | 0.67714 | 0.33817 | 0.33817 | 0.33817 | 200.2392 | 0 | 0 | 0 | 0.67714 | 0.35597 | 0.33817 | 0 | 0 | 5.143 | 1.9745 | 0.32118 | 0 | 0.32118 | 11.7021 | 50.8382 | 0 | 1.2056 | 1.2056 | 0.14363 | 1.2056 | 0 | 0.37198 | 0.54171 | 0 | 2.6516
2025-10-07 07:00 | 0.33587 | 20.274 | -68.7734 | 61.7646 | 0.44873 | 1.427 | 0.20719 | 0.20719 | 0.20719 | 688.7786 | 0 | 0 | 0 | 1.427 | 0.21809 | 0.20719 | 0 | 0 | 5.143 | 2.2314 | 1.209 | 0 | 1.209 | 12.7835 | 55.5359 | 0 | 0.73864 | 0.73864 | 0.087999 | 0.73864 | 0 | 0.2279 | 1.1416 | 0 | 3.6585
2025-10-07 08:00 | 0.59159 | 31.7043 | -58.0853 | 46.8989 | 0.76708 | 2.4394 | 0.37352 | 0.37352 | 0.37352 | 653.0995 | 0 | 0 | 0 | 2.4394 | 0.39317 | 0.37352 | 0 | 0 | 5.143 | 3.1986 | 2.0463 | 0 | 2.0463 | 14.6137 | 63.487 | 0 | 1.3316 | 1.3316 | 0.15865 | 1.3316 | 0 | 0.41087 | 1.9515 | 0 | 5.638
2025-10-07 09:00 | 0.75649 | 41.6748 | -44.1976 | 32.1223 | 0.96222 | 3.06 | 0.30123 | 0.30123 | 0.30123 | 1015.845 | 0 | 0 | 0 | 3.06 | 0.31708 | 0.30123 | 0 | 0 | 4.1115 | 4.8356 | 2.7429 | 0 | 2.7429 | 17.0671 | 74.1453 | 0 | 1.0739 | 1.0739 | 0.12794 | 1.0739 | 0 | 0.33135 | 2.448 | 0 | 7.8956
2025-10-07 10:00 | 0.85862 | 49.035 | -25.6482 | 17.6687 | 1.0824 | 3.4422 | 0.25498 | 0.25498 | 0.25498 | 1350.007 | 0.71074 | 0 | 0 | 3.4422 | 0.2684 | 0.25498 | 0 | 0 | 2.4631 | 6.0061 | 2.4631 | 0 | 2.4631 | 19.2701 | 83.7161 | 0 | 0.90902 | 0.90902 | 0.1083 | 0.90902 | 0 | 0.28048 | 2.7538 | 0 | 9.4484
2025-10-07 11:00 | 0.94538 | 52.1868 | -2.5703 | 6.3803 | 1.1901 | 3.7847 | 0.21932 | 0.21932 | 0.21932 | 1725.666 | 2.3795 | 0 | 0 | 3.7847 | 0.23086 | 0.21932 | 0 | 0 | 1.1743 | 6.0061 | 1.1743 | 0 | 1.1743 | 20.3205 | 88.2792 | 0 | 0.78189 | 0.78189 | 0.093151 | 0.78189 | 0 | 0.24125 | 3.0277 | 0 | 9.7908
2025-10-07 12:00 | 0.84972 | 50.106 | 21.0777 | 14.747 | 1.0693 | 3.4004 | 0.7828 | 0.7828 | 0.7828 | 434.3914 | 1.7312 | 0 | 0 | 3.4004 | 0.824 | 0.7828 | 0 | 0 | 0.84526 | 6.0061 | 0.84526 | 0 | 0.84526 | 21.0765 | 91.5636 | 0 | 2.7908 | 2.7908 | 0.33248 | 2.7908 | 0 | 0.86108 | 2.7203 | 0 | 9.4066
2025-10-07 13:00 | 0.80239 | 43.4972 | 40.7056 | 29.0249 | 1.0188 | 3.2398 | 0.59947 | 0.59947 | 0.59947 | 540.451 | 2.0004 | 0 | 0 | 3.2398 | 0.63102 | 0.59947 | 0 | 0 | 0.6084 | 6.0061 | 0.6084 | 0 | 0.6084 | 21.6206 | 93.9276 | 0 | 2.1372 | 2.1372 | 0.25461 | 2.1372 | 0 | 0.65941 | 2.5919 | 0 | 9.246
2025-10-07 14:00 | 0.6466 | 33.9627 | 55.4698 | 43.7662 | 0.83453 | 2.654 | 0.69838 | 0.69838 | 0.69838 | 380.0172 | 1.4809 | 0 | 0 | 2.654 | 0.73514 | 0.69838 | 0 | 0 | 0.43791 | 6.0061 | 0.43791 | 0 | 0.43791 | 22.0123 | 95.6292 | 0 | 2.4898 | 2.4898 | 0.29663 | 2.4898 | 0 | 0.76822 | 2.1232 | 0 | 8.6601
2025-10-07 15:00 | 0.41427 | 22.7722 | 66.709 | 58.6198 | 0.55391 | 1.7615 | 0.5844 | 0.5844 | 0.5844 | 301.4211 | 0.83115 | 0 | 0 | 1.7615 | 0.61516 | 0.5844 | 0 | 0 | 0.3152 | 6.0061 | 0.3152 | 0 | 0.3152 | 22.2943 | 96.854 | 0 | 2.0835 | 2.0835 | 0.24822 | 2.0835 | 0 | 0.64284 | 1.4092 | 0 | 7.7677
2025-10-07 16:00 | 0.16132 | 10.6763 | 75.8382 | 73.5143 | 0.22928 | 0.72916 | 0.36506 | 0.36506 | 0.36506 | 199.7386 | 0.11801 | 0 | 0 | 0.72916 | 0.38427 | 0.36506 | 0 | 0 | 0.22687 | 6.0061 | 0.22687 | 0 | 0.22687 | 22.4972 | 97.7356 | 0 | 1.3015 | 1.3015 | 0.15505 | 1.3015 | 0 | 0.40156 | 0.58333 | 0 | 6.7353
2025-10-07 17:00 | 0.010477 | 0 | 83.9038 | 90 | 0 | 0 | 0.51211 | 0.51211 | 0.51211 | 0 | 0 | 0 | 0 | 0 | 0.53907 | 0.51211 | 0 | 0 | 0.1633 | 6.0061 | 0 | 0.53907 | -0.53907 | 21.8945 | 95.1173 | 0 | 1.8257 | 1.8257 | 0.21751 | 1.8257 | 0 | 0.56332 | 0 | 0 | 6.0061
2025-10-07 18:00 | 0 | 0 | 91.7252 | 90 | 0 | 0 | 0.64277 | 0.64277 | 0.64277 | 0 | 0 | 0 | 0 | 0 | 0.6766 | 0.64277 | 0 | 0 | 0.71825 | 6.0061 | 0 | 0.6766 | -0.6766 | 21.138 | 91.8309 | 0 | 2.2916 | 2.2916 | 0.27301 | 2.2916 | 0 | 0.70705 | 0 | 0 | 6.0061
2025-10-07 19:00 | 0 | 0 | 100.1256 | 90 | 0 | 0 | 0.42182 | 0.42182 | 0.42182 | 0 | 0 | 5.5511e-17 | 0 | 0 | 0.44402 | 0.42182 | 0 | 0 | 1.2732 | 6.0061 | 0 | 0.44402 | -0.44402 | 20.6416 | 89.6743 | 0 | 1.5038 | 1.5038 | 0.17916 | 1.5038 | 0 | 0.464 | 0 | 0 | 6.0061
2025-10-07 20:00 | 0 | 0 | 110.2413 | 90 | 0 | 0 | 0.59767 | 0.59767 | 0.59767 | 0 | 0 | 0 | 0 | 0 | 0.62912 | 0.59767 | 0 | 0 | 1.5442 | 6.0061 | 0 | 0.62912 | -0.62912 | 19.9382 | 86.6185 | 0 | 2.1307 | 2.1307 | 0.25385 | 2.1307 | 0 | 0.65743 | 0 | 0 | 6.0061
2025-10-07 21:00 | 0 | 0 | 124.0613 | 90 | 0 | 0 | 0.42833 | 0.42833 | 0.42833 | 0 | 0 | 5.5511e-17 | 0 | 0 | 0.45087 | 0.42833 | 0 | 0 | 1.9843 | 6.0061 | 0 | 0.45087 | -0.45087 | 19.4341 | 84.4286 | 0 | 1.527 | 1.527 | 0.18193 | 1.527 | 0 | 0.47116 | 0 | 0 | 6.0061
2025-10-07 22:00 | 0 | 0 | 145.1498 | 90 | 0 | 0 | 0.62615 | 0.62615 | 0.62615 | 0 | 0 | 0 | 0 | 0 | 0.6591 | 0.62615 | 0 | 0 | 2.2373 | 6.0061 | 0 | 0.6591 | -0.6591 | 18.6972 | 81.2273 | 0 | 2.2323 | 2.2323 | 0.26595 | 2.2323 | 0 | 0.68876 | 0 | 0 | 6.0061
2025-10-07 23:00 | 0 | 0 | 176.3331 | 90 | 0 | 0 | 0.67921 | 0.67921 | 0.67921 | 0 | 0 | 0 | 0 | 0 | 0.71496 | 0.67921 | 0 | 0 | 2.6926 | 6.0061 | 0 | 0.71496 | -0.71496 | 17.8979 | 77.7546 | 0 | 2.4215 | 2.4215 | 0.28849 | 2.4215 | 0 | 0.74713 | 0 | 0 | 6.0061
2025-10-08 | 0 | 0 | -150.4473 | 90 | 0 | 0 | 0.30905 | 0.30905 | 0.30905 | 0 | 0 | 5.5511e-17 | 0 | 0 | 0.32532 | 0.30905 | 0 | 0 | 3.1728 | 6.0061 | 0 | 0.32532 | -0.32532 | 17.5342 | 76.1745 | 0 | 1.1018 | 1.1018 | 0.13126 | 1.1018 | 0 | 0.33996 | 0 | 0 | 6.0061
2025-10-08 01:00 | 0 | 0 | -127.2271 | 90 | 0 | 0 | 0.33133 | 0.33133 | 0.33133 | 0 | 0 | 0 | 0 | 0 | 0.34877 | 0.33133 | 0 | 0 | 3.2837 | 6.0061 | 0 | 0.34877 | -0.34877 | 17.1442 | 74.4805 | 0 | 1.1812 | 1.1812 | 0.14073 | 1.1812 | 0 | 0.36447 | 0 | 0 | 6.0061
2025-10-08 02:00 | 0 | 0 | -112.2839 | 90 | 0 | 0 | 0.37698 | 0.37698 | 0.37698 | 0 | 0 | 5.5511e-17 | 0 | 0 | 0.39682 | 0.37698 | 0 | 0 | 3.4672 | 6.0061 | 0 | 0.39682 | -0.39682 | 16.7006 | 72.5531 | 0 | 1.344 | 1.344 | 0.16012 | 1.344 | 0 | 0.41468 | 0 | 0 | 6.0061
2025-10-08 03:00 | 0 | 0 | -101.648 | 90 | 0 | 0 | 0.35557 | 0.35557 | 0.35557 | 0 | 0 | 0 | 0 | 0 | 0.37428 | 0.35557 | 0 | 0 | 3.7127 | 6.0061 | 0 | 0.37428 | -0.37428 | 16.2821 | 70.7352 | 0 | 1.2676 | 1.2676 | 0.15102 | 1.2676 | 0 | 0.39113 | 0 | 0 | 6.0061
2025-10-08 04:00 | 0 | 0 | -93.0327 | 90 | 0 | 0 | 0.26976 | 0.26976 | 0.26976 | 0 | 0 | 0 | 0 | 0 | 0.28396 | 0.26976 | 0 | 0 | 3.9389 | 6.0061 | 0 | 0.28396 | -0.28396 | 15.9646 | 69.3559 | 0 | 0.96172 | 0.96172 | 0.11458 | 0.96172 | 0 | 0.29674 | 0 | 0 | 6.0061
2025-10-08 05:00 | 0.00092526 | 0 | -85.1794 | 90 | 0 | 0 | 0.2919 | 0.2919 | 0.2919 | 0 | 0 | 5.5511e-17 | 0 | 0 | 0.30726 | 0.2919 | 0 | 0 | 4.0879 | 6.0061 | 0 | 0.30726 | -0.30726 | 15.6211 | 67.8635 | 0 | 1.0407 | 1.0407 | 0.12398 | 1.0407 | 0 | 0.32109 | 0 | 0 | 6.0061
2025-10-08 06:00 | 0.12847 | 7.8979 | -77.2326 | 76.6006 | 0.20568 | 0.65408 | 0.15028 | 0.15028 | 0.15028 | 435.2305 | 0 | 0 | 0 | 0.65408 | 0.15819 | 0.15028 | 0 | 0 | 4.2734 | 5.7366 | 0.49589 | 0 | 0.49589 | 16.0646 | 69.7904 | 0 | 0.53578 | 0.53578 | 0.063831 | 0.53578 | 0 | 0.16531 | 0.52327 | 0 | 6.3907
2025-10-08 07:00 | 0.29415 | 20.0986 | -68.3958 | 61.7144 | 0.37973 | 1.2076 | 0.20042 | 0.20042 | 0.20042 | 602.525 | 0 | 0 | 0 | 1.2076 | 0.21097 | 0.20042 | 0 | 0 | 3.8307 | 6.0061 | 0.99662 | 0 | 0.99662 | 16.956 | 73.663 | 0 | 0.71453 | 0.71453 | 0.085126 | 0.71453 | 0 | 0.22046 | 0.96608 | 0 | 7.2137
2025-10-08 08:00 | 0.55152 | 31.4907 | -57.6948 | 46.8663 | 0.71785 | 2.2829 | 0.25926 | 0.25926 | 0.25926 | 880.5508 | 0 | 0 | 0 | 2.2829 | 0.2729 | 0.25926 | 0 | 0 | 3.1388 | 6.0061 | 2.01 | 0 | 2.01 | 18.7538 | 81.4732 | 0 | 0.92428 | 0.92428 | 0.11012 | 0.92428 | 0 | 0.28518 | 1.8263 | 0 | 8.289
2025-10-08 09:00 | 0.7107 | 41.4066 | -43.8095 | 32.1189 | 0.90702 | 2.8845 | 0.44202 | 0.44202 | 0.44202 | 652.5662 | 0.5894 | 0 | 0 | 2.8845 | 0.46528 | 0.44202 | 0 | 0 | 1.8298 | 6.0061 | 1.8298 | 0 | 1.8298 | 20.3904 | 88.5832 | 0 | 1.5759 | 1.5759 | 0.18774 | 1.5759 | 0 | 0.48622 | 2.3076 | 0 | 8.8906
2025-10-08 10:00 | 0.78433 | 48.7011 | -25.3263 | 17.7357 | 0.98972 | 3.1475 | 0.36498 | 0.36498 | 0.36498 | 862.3641 | 1.94 | 0 | 0 | 3.1475 | 0.38419 | 0.36498 | 0 | 0 | 0.82333 | 6.0061 | 0.82333 | 0 | 0.82333 | 21.1269 | 91.7824 | 0 | 1.3012 | 1.3012 | 0.15502 | 1.3012 | 0 | 0.40148 | 2.518 | 0 | 9.1536
2025-10-08 11:00 | 0.79417 | 51.8013 | -2.4271 | 6.7403 | 0.99547 | 3.1658 | 0.34259 | 0.34259 | 0.34259 | 924.0636 | 2.2125 | 0 | 0 | 3.1658 | 0.36062 | 0.34259 | 0 | 0 | 0.59262 | 6.0061 | 0.59262 | 0 | 0.59262 | 21.6569 | 94.0852 | 0 | 1.2214 | 1.2214 | 0.14551 | 1.2214 | 0 | 0.37685 | 2.5326 | 0 | 9.1719
2025-10-08 12:00 | 0.8504 | 49.7137 | 21.001 | 14.9774 | 1.0751 | 3.419 | 0.55638 | 0.55638 | 0.55638 | 614.5014 | 2.4067 | 0 | 0 | 3.419 | 0.58566 | 0.55638 | 0 | 0 | 0.42655 | 6.0061 | 0.42655 | 0 | 0.42655 | 22.0384 | 95.7426 | 0 | 1.9836 | 1.9836 | 0.23631 | 1.9836 | 0 | 0.61202 | 2.7352 | 0 | 9.4251
2025-10-08 13:00 | 0.59354 | 43.1337 | 40.4919 | 29.1751 | 0.72343 | 2.3006 | 0.83831 | 0.83831 | 0.83831 | 274.4373 | 1.1112 | 0 | 0 | 2.3006 | 0.88243 | 0.83831 | 0 | 0 | 0.30702 | 6.0061 | 0.30702 | 0 | 0.30702 | 22.313 | 96.9356 | 0 | 2.9887 | 2.9887 | 0.35606 | 2.9887 | 0 | 0.92214 | 1.8405 | 0 | 8.3068
2025-10-08 14:00 | 0.51967 | 33.6352 | 55.2032 | 43.8845 | 0.6592 | 2.0964 | 0.41462 | 0.41462 | 0.41462 | 505.6125 | 1.4389 | 0 | 0 | 2.0964 | 0.43644 | 0.41462 | 0 | 0 | 0.22099 | 6.0061 | 0.22099 | 0 | 0.22099 | 22.5107 | 97.7943 | 0 | 1.4782 | 1.4782 | 0.1761 | 1.4782 | 0 | 0.45608 | 1.6771 | 0 | 8.1025
2025-10-08 15:00 | 0.41229 | 22.4743 | 66.4274 | 58.7197 | 0.55651 | 1.7698 | 0.69387 | 0.69387 | 0.69387 | 255.0585 | 0.88033 | 0 | 0 | 1.7698 | 0.73039 | 0.69387 | 0 | 0 | 0.15906 | 6.0061 | 0.15906 | 0 | 0.15906 | 22.653 | 98.4124 | 0 | 2.4737 | 2.4737 | 0.29471 | 2.4737 | 0 | 0.76326 | 1.4158 | 0 | 7.7759
2025-10-08 16:00 | 0.19016 | 10.3988 | 75.5518 | 73.6008 | 0.29306 | 0.93198 | 0.50253 | 0.50253 | 0.50253 | 185.4554 | 0.2885 | 0 | 0 | 0.93198 | 0.52898 | 0.50253 | 0 | 0 | 0.11449 | 6.0061 | 0.11449 | 0 | 0.11449 | 22.7554 | 98.8573 | 0 | 1.7916 | 1.7916 | 0.21344 | 1.7916 | 0 | 0.55279 | 0.74558 | 0 | 6.9381
2025-10-08 17:00 | 0.0083677 | 0 | 83.6112 | 90 | 0 | 0 | 0.83221 | 0.83221 | 0.83221 | 0 | 0 | 1.1102e-16 | 0 | 0 | 0.87601 | 0.83221 | 0 | 0 | 0.082408 | 6.0061 | 0 | 0.87601 | -0.87601 | 21.776 | 94.6024 | 0 | 2.9669 | 2.9669 | 0.35347 | 2.9669 | 0 | 0.91543 | 0 | 0 | 6.0061
2025-10-08 18:00 | 0 | 0 | 91.4203 | 90 | 0 | 0 | 0.49445 | 0.49445 | 0.49445 | 0 | 0 | 5.5511e-17 | 0 | 0 | 0.52048 | 0.49445 | 0 | 0 | 0.87808 | 6.0061 | 0 | 0.52048 | -0.52048 | 21.194 | 92.0743 | 0 | 1.7628 | 1.7628 | 0.21001 | 1.7628 | 0 | 0.5439 | 0 | 0 | 6.0061
2025-10-08 19:00 | 0 | 0 | 99.8006 | 90 | 0 | 0 | 0.61169 | 0.61169 | 0.61169 | 0 | 0 | 0 | 0 | 0 | 0.64388 | 0.61169 | 0 | 0 | 1.2516 | 6.0061 | 0 | 0.64388 | -0.64388 | 20.4742 | 88.9469 | 0 | 2.1807 | 2.1807 | 0.2598 | 2.1807 | 0 | 0.67285 | 0 | 0 | 6.0061
2025-10-08 20:00 | 0 | 0 | 109.8911 | 90 | 0 | 0 | 0.6465 | 0.6465 | 0.6465 | 0 | 0 | 0 | 0 | 0 | 0.68053 | 0.6465 | 0 | 0 | 1.6965 | 6.0061 | 0 | 0.68053 | -0.68053 | 19.7133 | 85.6415 | 0 | 2.3049 | 2.3049 | 0.27459 | 2.3049 | 0 | 0.71115 | 0 | 0 | 6.0061
2025-10-08 21:00 | 0 | 0 | 123.7027 | 90 | 0 | 0 | 0.63877 | 0.63877 | 0.63877 | 0 | 0 | 0 | 0 | 0 | 0.67239 | 0.63877 | 0 | 0 | 2.1495 | 6.0061 | 0 | 0.67239 | -0.67239 | 18.9615 | 82.3756 | 0 | 2.2773 | 2.2773 | 0.27131 | 2.2773 | 0 | 0.70265 | 0 | 0 | 6.0061
2025-10-08 22:00 | 0 | 0 | 144.8933 | 90 | 0 | 0 | 0.73608 | 0.73608 | 0.73608 | 0 | 0 | 1.1102e-16 | 0 | 0 | 0.77482 | 0.73608 | 0 | 0 | 2.5787 | 6.0061 | 0 | 0.77482 | -0.77482 | 18.0953 | 78.6122 | 0 | 2.6242 | 2.6242 | 0.31264 | 2.6242 | 0 | 0.80969 | 0 | 0 | 6.0061
2025-10-08 23:00 | 0 | 0 | 176.4565 | 90 | 0 | 0 | 0.67796 | 0.67796 | 0.67796 | 0 | 0 | 1.1102e-16 | 0 | 0 | 0.71364 | 0.67796 | 0 | 0 | 3.0938 | 6.0061 | 0 | 0.71364 | -0.71364 | 17.2974 | 75.1459 | 0 | 2.417 | 2.417 | 0.28795 | 2.417 | 0 | 0.74576 | 0 | 0 | 6.0061
2025-10-09 | 0 | 0 | -149.9561 | 90 | 0 | 0 | 0.36274 | 0.36274 | 0.36274 | 0 | 0 | 5.5511e-17 | 0 | 0 | 0.38183 | 0.36274 | 0 | 0 | 3.5356 | 6.0061 | 0 | 0.38183 | -0.38183 | 16.8705 | 73.2914 | 0 | 1.2932 | 1.2932 | 0.15407 | 1.2932 | 0 | 0.39901 | 0 | 0 | 6.0061
2025-10-09 01:00 | 0 | 0 | -126.6929 | 90 | 0 | 0 | 0.3164 | 0.3164 | 0.3164 | 0 | 0 | 5.5511e-17 | 0 | 0 | 0.33305 | 0.3164 | 0 | 0 | 3.6812 | 6.0061 | 0 | 0.33305 | -0.33305 | 16.4981 | 71.6737 | 0 | 1.128 | 1.128 | 0.13439 | 1.128 | 0 | 0.34804 | 0 | 0 | 6.0061
2025-10-09 02:00 | 0 | 0 | -111.8086 | 90 | 0 | 0 | 0.32339 | 0.32339 | 0.32339 | 0 | 0 | 5.5511e-17 | 0 | 0 | 0.34041 | 0.32339 | 0 | 0 | 3.8349 | 6.0061 | 0 | 0.34041 | -0.34041 | 16.1175 | 70.0203 | 0 | 1.1529 | 1.1529 | 0.13736 | 1.1529 | 0 | 0.35573 | 0 | 0 | 6.0061
2025-10-09 03:00 | 0 | 0 | -101.2271 | 90 | 0 | 0 | 0.44101 | 0.44101 | 0.44101 | 0 | 0 | 0 | 0 | 0 | 0.46422 | 0.44101 | 0 | 0 | 4.0253 | 6.0061 | 0 | 0.46422 | -0.46422 | 15.5985 | 67.7655 | 0 | 1.5723 | 1.5723 | 0.18731 | 1.5723 | 0 | 0.48511 | 0 | 0 | 6.0061
2025-10-09 04:00 | 0 | 0 | -92.6466 | 90 | 0 | 0 | 0.48818 | 0.48818 | 0.48818 | 0 | 0 | 5.5511e-17 | 0 | 0 | 0.51387 | 0.48818 | 0 | 0 | 4.3389 | 5.7164 | 0 | 0.51387 | -0.51387 | 15.024 | 65.2695 | 0 | 1.7404 | 1.7404 | 0.20735 | 1.7404 | 0 | 0.537 | 0 | 0 | 5.7164
2025-10-09 05:00 | 0.00067621 | 0 | -84.8107 | 90 | 0 | 0 | 0.41587 | 0.41587 | 0.41587 | 0 | 0 | 0 | 0 | 0 | 0.43775 | 0.41587 | 0 | 0 | 4.6832 | 5.2026 | 0 | 0.43775 | -0.43775 | 14.5346 | 63.1433 | 0 | 1.4826 | 1.4826 | 0.17663 | 1.4826 | 0 | 0.45745 | 0 | 0 | 5.2026
2025-10-09 06:00 | 0.099072 | 7.7456 | -76.8668 | 76.54 | 0.13767 | 0.43782 | 0.31334 | 0.31334 | 0.31334 | 139.7283 | 0 | 0 | 0 | 0.43782 | 0.32983 | 0.31334 | 0 | 0 | 4.9455 | 4.7648 | 0.10799 | 0 | 0.10799 | 14.6312 | 63.5629 | 0 | 1.1171 | 1.1171 | 0.13308 | 1.1171 | 0 | 0.34467 | 0.35025 | 0 | 5.2026
2025-10-09 07:00 | 0.27928 | 19.9219 | -68.0221 | 61.6676 | 0.35603 | 1.1322 | 0.39051 | 0.39051 | 0.39051 | 289.938 | 0 | 0 | 0 | 1.1322 | 0.41106 | 0.39051 | 0 | 0 | 4.7434 | 4.8512 | 0.72117 | 0 | 0.72117 | 15.2762 | 66.3652 | 0 | 1.3922 | 1.3922 | 0.16586 | 1.3922 | 0 | 0.42956 | 0.90578 | 0 | 5.9834
2025-10-09 08:00 | 0.47082 | 31.2756 | -57.3093 | 46.8381 | 0.5978 | 1.9011 | 0.38994 | 0.38994 | 0.38994 | 487.5402 | 0 | 0 | 0 | 1.9011 | 0.41046 | 0.38994 | 0 | 0 | 4.1848 | 5.4281 | 1.4906 | 0 | 1.4906 | 16.6095 | 72.1573 | 0 | 1.3902 | 1.3902 | 0.16562 | 1.3902 | 0 | 0.42893 | 1.5209 | 0 | 7.3292
2025-10-09 09:00 | 0.71378 | 41.1374 | -43.4284 | 32.1216 | 0.91586 | 2.9126 | 0.38248 | 0.38248 | 0.38248 | 761.5032 | 0 | 0 | 0 | 2.9126 | 0.40261 | 0.38248 | 0 | 0 | 3.1862 | 6.0061 | 2.51 | 0 | 2.51 | 18.8545 | 81.9104 | 0 | 1.3636 | 1.3636 | 0.16245 | 1.3636 | 0 | 0.42073 | 2.3301 | 0 | 8.9187
2025-10-09 10:00 | 0.74346 | 48.3674 | -25.0127 | 17.8121 | 0.93653 | 2.9783 | 0.50677 | 0.50677 | 0.50677 | 587.7031 | 0.84458 | 0 | 0 | 2.9783 | 0.53345 | 0.50677 | 0 | 0 | 1.6003 | 6.0061 | 1.6003 | 0 | 1.6003 | 20.2858 | 88.1287 | 0 | 1.8067 | 1.8067 | 0.21524 | 1.8067 | 0 | 0.55745 | 2.3827 | 0 | 8.9845
2025-10-09 11:00 | 0.78605 | 51.4176 | -2.2899 | 7.1025 | 0.98869 | 3.1442 | 0.45694 | 0.45694 | 0.45694 | 688.0997 | 1.8071 | 0 | 0 | 3.1442 | 0.48099 | 0.45694 | 0 | 0 | 0.85611 | 6.0061 | 0.85611 | 0 | 0.85611 | 21.0515 | 91.4553 | 0 | 1.629 | 1.629 | 0.19408 | 1.629 | 0 | 0.50263 | 2.5154 | 0 | 9.1504
2025-10-09 12:00 | 0.67717 | 49.3239 | 20.9233 | 15.2117 | 0.83031 | 2.6405 | 0.85745 | 0.85745 | 0.85745 | 307.9543 | 1.1218 | 0 | 0 | 2.6405 | 0.90257 | 0.85745 | 0 | 0 | 0.61621 | 6.0061 | 0.61621 | 0 | 0.61621 | 21.6027 | 93.8497 | 0 | 3.0569 | 3.0569 | 0.36419 | 3.0569 | 0 | 0.94319 | 2.1124 | 0 | 8.6467
2025-10-09 13:00 | 0.64333 | 42.7726 | 40.2798 | 29.3269 | 0.80819 | 2.5702 | 0.77946 | 0.77946 | 0.77946 | 329.7411 | 1.3062 | 0 | 0 | 2.5702 | 0.82048 | 0.77946 | 0 | 0 | 0.44354 | 6.0061 | 0.44354 | 0 | 0.44354 | 21.9994 | 95.5731 | 0 | 2.7789 | 2.7789 | 0.33106 | 2.7789 | 0 | 0.8574 | 2.0561 | 0 | 8.5763
2025-10-09 14:00 | 0.49341 | 33.31 | 54.9384 | 44.0032 | 0.62136 | 1.976 | 0.86904 | 0.86904 | 0.86904 | 227.3794 | 0.74199 | 0 | 0 | 1.976 | 0.91478 | 0.86904 | 0 | 0 | 0.31925 | 6.0061 | 0.31925 | 0 | 0.31925 | 22.2849 | 96.8136 | 0 | 3.0982 | 3.0982 | 0.36911 | 3.0982 | 0 | 0.95595 | 1.5808 | 0 | 7.9822
2025-10-09 15:00 | 0.32107 | 22.1788 | 66.1472 | 58.8189 | 0.41138 | 1.3082 | 0.73304 | 0.73304 | 0.73304 | 178.4687 | 0.30684 | 0 | 0 | 1.3082 | 0.77162 | 0.73304 | 0 | 0 | 0.22979 | 6.0061 | 0.22979 | 0 | 0.22979 | 22.4905 | 97.7065 | 0 | 2.6134 | 2.6134 | 0.31135 | 2.6134 | 0 | 0.80634 | 1.0466 | 0 | 7.3144
2025-10-09 16:00 | 0.17276 | 10.1237 | 75.2663 | 73.6858 | 0.26791 | 0.852 | 0.97473 | 0.97473 | 0.97473 | 87.4088 | 0 | 1.1102e-16 | 0 | 0.852 | 1.026 | 0.97473 | 0 | 0 | 0.1654 | 6.0061 | 0 | 0.17403 | -0.17403 | 22.2959 | 96.8612 | 0 | 3.475 | 3.475 | 0.414 | 3.475 | 0 | 1.0722 | 0.6816 | 0 | 6.8581
2025-10-09 17:00 | 0.0086886 | 0 | 83.3191 | 90 | 0 | 0 | 0.75682 | 0.75682 | 0.75682 | 0 | 0 | 1.1102e-16 | 0 | 0 | 0.79665 | 0.75682 | 0 | 0 | 0.39384 | 6.0061 | 0 | 0.79665 | -0.79665 | 21.4052 | 92.9918 | 0 | 2.6981 | 2.6981 | 0.32145 | 2.6981 | 0 | 0.8325 | 0 | 0 | 6.0061
2025-10-09 18:00 | 0 | 0 | 91.1153 | 90 | 0 | 0 | 0.61083 | 0.61083 | 0.61083 | 0 | 0 | 1.1102e-16 | 0 | 0 | 0.64298 | 0.61083 | 0 | 0 | 1.1132 | 6.0061 | 0 | 0.64298 | -0.64298 | 20.6864 | 89.8688 | 0 | 2.1777 | 2.1777 | 0.25944 | 2.1777 | 0 | 0.67191 | 0 | 0 | 6.0061
2025-10-09 19:00 | 0 | 0 | 99.4745 | 90 | 0 | 0 | 0.66952 | 0.66952 | 0.66952 | 0 | 0 | 1.1102e-16 | 0 | 0 | 0.70476 | 0.66952 | 0 | 0 | 1.569 | 6.0061 | 0 | 0.70476 | -0.70476 | 19.8984 | 86.4457 | 0 | 2.3869 | 2.3869 | 0.28437 | 2.3869 | 0 | 0.73647 | 0 | 0 | 6.0061
2025-10-09 20:00 | 0 | 0 | 109.5383 | 90 | 0 | 0 | 0.74819 | 0.74819 | 0.74819 | 0 | 0 | 1.1102e-16 | 0 | 0 | 0.78757 | 0.74819 | 0 | 0 | 2.049 | 6.0061 | 0 | 0.78757 | -0.78757 | 19.0179 | 82.6204 | 0 | 2.6674 | 2.6674 | 0.31778 | 2.6674 | 0 | 0.82301 | 0 | 0 | 6.0061
2025-10-09 21:00 | 0 | 0 | 123.3388 | 90 | 0 | 0 | 1.0634 | 1.0634 | 1.0634 | 0 | 0 | 2.2204e-16 | 0 | 0 | 1.1193 | 1.0634 | 0 | 0 | 2.5801 | 6.0061 | 0 | 1.1193 | -1.1193 | 17.7664 | 77.1836 | 0 | 3.791 | 3.791 | 0.45165 | 3.791 | 0 | 1.1697 | 0 | 0 | 6.0061
2025-10-09 22:00 | 0 | 0 | 144.6289 | 90 | 0 | 0 | 0.78838 | 0.78838 | 0.78838 | 0 | 0 | 1.1102e-16 | 0 | 0 | 0.82988 | 0.78838 | 0 | 0 | 3.3858 | 6.0061 | 0 | 0.82988 | -0.82988 | 16.8386 | 73.1528 | 0 | 2.8107 | 2.8107 | 0.33485 | 2.8107 | 0 | 0.86722 | 0 | 0 | 6.0061
2025-10-09 23:00 | 0 | 0 | 176.5786 | 90 | 0 | 0 | 0.79748 | 0.79748 | 0.79748 | 0 | 0 | 1.1102e-16 | 0 | 0 | 0.83946 | 0.79748 | 0 | 0 | 3.8706 | 6.0061 | 0 | 0.83946 | -0.83946 | 15.9001 | 69.0754 | 0 | 2.8431 | 2.8431 | 0.33872 | 2.8431 | 0 | 0.87723 | 0 | 0 | 6.0061
2025-10-10 | 0 | 0 | -149.4608 | 90 | 0 | 0 | 0.34735 | 0.34735 | 0.34735 | 0 | 0 | 5.5511e-17 | 0 | 0 | 0.36563 | 0.34735 | 0 | 0 | 4.3819 | 5.9861 | 0 | 0.36563 | -0.36563 | 15.4913 | 67.2995 | 0 | 1.2383 | 1.2383 | 0.14753 | 1.2383 | 0 | 0.38209 | 0 | 0 | 5.9861
2025-10-10 01:00 | 0 | 0 | -126.1579 | 90 | 0 | 0 | 0.28063 | 0.28063 | 0.28063 | 0 | 0 | 5.5511e-17 | 0 | 0 | 0.2954 | 0.28063 | 0 | 0 | 4.4746 | 5.6205 | 0 | 0.2954 | -0.2954 | 15.161 | 65.8647 | 0 | 1.0005 | 1.0005 | 0.11919 | 1.0005 | 0 | 0.3087 | 0 | 0 | 5.6205
2025-10-10 02:00 | 0 | 0 | -111.3346 | 90 | 0 | 0 | 0.33409 | 0.33409 | 0.33409 | 0 | 0 | 5.5511e-17 | 0 | 0 | 0.35167 | 0.33409 | 0 | 0 | 4.5802 | 5.3251 | 0 | 0.35167 | -0.35167 | 14.7678 | 64.1566 | 0 | 1.1911 | 1.1911 | 0.1419 | 1.1911 | 0 | 0.3675 | 0 | 0 | 5.3251
2025-10-10 03:00 | 0 | 0 | -100.8083 | 90 | 0 | 0 | 0.29541 | 0.29541 | 0.29541 | 0 | 0 | 5.5511e-17 | 0 | 0 | 0.31096 | 0.29541 | 0 | 0 | 4.7803 | 4.9734 | 0 | 0.31096 | -0.31096 | 14.4202 | 62.6462 | 0 | 1.0532 | 1.0532 | 0.12547 | 1.0532 | 0 | 0.32495 | 0 | 0 | 4.9734
2025-10-10 04:00 | 0 | 0 | -92.2631 | 90 | 0 | 0 | 0.22735 | 0.22735 | 0.22735 | 0 | 0 | 2.7756e-17 | 0 | 0 | 0.23932 | 0.22735 | 0 | 0 | 4.9545 | 4.6625 | 0 | 0.23932 | -0.23932 | 14.1526 | 61.4838 | 0 | 0.81054 | 0.81054 | 0.096565 | 0.81054 | 0 | 0.25009 | 0 | 0 | 4.6625
2025-10-10 05:00 | 0.00068908 | 0 | -84.4447 | 90 | 0 | 0 | 0.40288 | 0.40288 | 0.40288 | 0 | 0 | 5.5511e-17 | 0 | 0 | 0.42409 | 0.40288 | 0 | 0 | 5.0754 | 4.4231 | 0 | 0.42409 | -0.42409 | 13.6784 | 59.424 | 0 | 1.4363 | 1.4363 | 0.17112 | 1.4363 | 0 | 0.44317 | 0 | 0 | 4.4231
2025-10-10 06:00 | 0.13984 | 7.5923 | -76.5042 | 76.4821 | 0.24257 | 0.7714 | 0.27247 | 0.27247 | 0.27247 | 283.113 | 0 | 0 | 0 | 0.7714 | 0.28681 | 0.27247 | 0 | 0 | 5.143 | 3.9991 | 0.48459 | 0 | 0.48459 | 14.1119 | 61.3069 | 0 | 0.97139 | 0.97139 | 0.11573 | 0.97139 | 0 | 0.29972 | 0.61712 | 0 | 4.7705
2025-10-10 07:00 | 0.30532 | 19.7439 | -67.6524 | 61.6243 | 0.40976 | 1.3031 | 0.25963 | 0.25963 | 0.25963 | 501.8947 | 0 | 0 | 0 | 1.3031 | 0.2733 | 0.25963 | 0 | 0 | 4.9305 | 4.3867 | 1.0298 | 0 | 1.0298 | 15.0329 | 65.3084 | 0 | 0.92563 | 0.92563 | 0.11028 | 0.92563 | 0 | 0.2856 | 1.0425 | 0 | 5.6898
2025-10-10 08:00 | 0.43119 | 31.0593 | -56.9292 | 46.8143 | 0.53377 | 1.6975 | 0.34186 | 0.34186 | 0.34186 | 496.5401 | 0 | 0 | 0 | 1.6975 | 0.35985 | 0.34186 | 0 | 0 | 4.2078 | 5.2106 | 1.3376 | 0 | 1.3376 | 16.2294 | 70.506 | 0 | 1.2188 | 1.2188 | 0.1452 | 1.2188 | 0 | 0.37605 | 1.358 | 0 | 6.908
2025-10-10 09:00 | 0.59773 | 40.8673 | -43.0544 | 32.1303 | 0.74879 | 2.3813 | 0.21985 | 0.21985 | 0.21985 | 1083.165 | 0 | 0 | 0 | 2.3813 | 0.23142 | 0.21985 | 0 | 0 | 3.3823 | 6.0061 | 2.1499 | 0 | 2.1499 | 18.1523 | 78.8598 | 0 | 0.78377 | 0.78377 | 0.093376 | 0.78377 | 0 | 0.24183 | 1.905 | 0 | 8.3874
2025-10-10 10:00 | 0.78049 | 48.0339 | -24.7074 | 17.8978 | 0.99403 | 3.1612 | 0.49851 | 0.49851 | 0.49851 | 634.1292 | 0.57289 | 0 | 0 | 3.1612 | 0.52475 | 0.49851 | 0 | 0 | 2.0636 | 6.0061 | 2.0636 | 0 | 2.0636 | 19.998 | 86.8781 | 0 | 1.7772 | 1.7772 | 0.21173 | 1.7772 | 0 | 0.54836 | 2.529 | 0 | 9.1673
2025-10-10 11:00 | 0.84637 | 51.0357 | -2.1585 | 7.4663 | 1.0763 | 3.4229 | 0.28175 | 0.28175 | 0.28175 | 1214.888 | 2.18 | 0 | 0 | 3.4229 | 0.29657 | 0.28175 | 0 | 0 | 0.94629 | 6.0061 | 0.94629 | 0 | 0.94629 | 20.8443 | 90.5551 | 0 | 1.0045 | 1.0045 | 0.11967 | 1.0045 | 0 | 0.30992 | 2.7383 | 0 | 9.429
2025-10-10 12:00 | 0.75327 | 48.9366 | 20.8446 | 15.4493 | 0.95262 | 3.0295 | 0.4125 | 0.4125 | 0.4125 | 734.4173 | 1.9142 | 0 | 0 | 3.0295 | 0.43421 | 0.4125 | 0 | 0 | 0.68112 | 6.0061 | 0.68112 | 0 | 0.68112 | 21.4536 | 93.2018 | 0 | 1.4706 | 1.4706 | 0.1752 | 1.4706 | 0 | 0.45375 | 2.4236 | 0 | 9.0356
2025-10-10 13:00 | 0.72286 | 42.414 | 40.0692 | 29.4802 | 0.92928 | 2.9553 | 0.58859 | 0.58859 | 0.58859 | 502.0887 | 1.8454 | 0 | 0 | 2.9553 | 0.61957 | 0.58859 | 0 | 0 | 0.49026 | 6.0061 | 0.49026 | 0 | 0.49026 | 21.8921 | 95.1068 | 0 | 2.0984 | 2.0984 | 0.25 | 2.0984 | 0 | 0.64745 | 2.3642 | 0 | 8.9614
2025-10-10 14:00 | 0.61893 | 32.9873 | 54.6754 | 44.1219 | 0.81349 | 2.587 | 0.73434 | 0.73434 | 0.73434 | 352.2976 | 1.4612 | 0 | 0 | 2.587 | 0.77299 | 0.73434 | 0 | 0 | 0.35288 | 6.0061 | 0.35288 | 0 | 0.35288 | 22.2077 | 96.478 | 0 | 2.618 | 2.618 | 0.3119 | 2.618 | 0 | 0.80777 | 2.0696 | 0 | 8.5932
2025-10-10 15:00 | 0.40914 | 21.8858 | 65.8685 | 58.9173 | 0.56288 | 1.7901 | 0.72832 | 0.72832 | 0.72832 | 245.7819 | 0.76943 | 0 | 0 | 1.7901 | 0.76665 | 0.72832 | 0 | 0 | 0.25399 | 6.0061 | 0.25399 | 0 | 0.25399 | 22.4349 | 97.4649 | 0 | 2.5965 | 2.5965 | 0.30934 | 2.5965 | 0 | 0.80115 | 1.4321 | 0 | 7.7962
2025-10-10 16:00 | 0.17773 | 9.8515 | 74.9819 | 73.7693 | 0.28491 | 0.90605 | 0.68604 | 0.68604 | 0.68604 | 132.0701 | 0.0010857 | 0 | 0 | 0.90605 | 0.72214 | 0.68604 | 0 | 0 | 0.18282 | 6.0061 | 0.18282 | 0 | 0.18282 | 22.5984 | 98.1753 | 0 | 2.4458 | 2.4458 | 0.29138 | 2.4458 | 0 | 0.75464 | 0.72484 | 0 | 6.9122
2025-10-10 17:00 | 0.0078593 | 0 | 83.0275 | 90 | 0 | 0 | 0.71291 | 0.71291 | 0.71291 | 0 | 0 | 1.1102e-16 | 0 | 0 | 0.75044 | 0.71291 | 0 | 0 | 0.13159 | 6.0061 | 0 | 0.75044 | -0.75044 | 21.7594 | 94.5303 | 0 | 2.5416 | 2.5416 | 0.3028 | 2.5416 | 0 | 0.7842 | 0 | 0 | 6.0061
2025-10-10 18:00 | 0 | 0 | 90.8102 | 90 | 0 | 0 | 0.59342 | 0.59342 | 0.59342 | 0 | 0 | 1.1102e-16 | 0 | 0 | 0.62465 | 0.59342 | 0 | 0 | 0.86226 | 6.0061 | 0 | 0.62465 | -0.62465 | 21.061 | 91.4963 | 0 | 2.1156 | 2.1156 | 0.25204 | 2.1156 | 0 | 0.65276 | 0 | 0 | 6.0061
2025-10-10 19:00 | 0 | 0 | 99.1474 | 90 | 0 | 0 | 0.65841 | 0.65841 | 0.65841 | 0 | 0 | 0 | 0 | 0 | 0.69306 | 0.65841 | 0 | 0 | 1.3319 | 6.0061 | 0 | 0.69306 | -0.69306 | 20.2861 | 88.13 | 0 | 2.3473 | 2.3473 | 0.27965 | 2.3473 | 0 | 0.72425 | 0 | 0 | 6.0061
2025-10-10 20:00 | 0 | 0 | 109.1831 | 90 | 0 | 0 | 0.45471 | 0.45471 | 0.45471 | 0 | 0 | 5.5511e-17 | 0 | 0 | 0.47864 | 0.45471 | 0 | 0 | 1.8174 | 6.0061 | 0 | 0.47864 | -0.47864 | 19.751 | 85.8052 | 0 | 1.6211 | 1.6211 | 0.19313 | 1.6211 | 0 | 0.50018 | 0 | 0 | 6.0061
2025-10-10 21:00 | 0 | 0 | 122.9697 | 90 | 0 | 0 | 0.64475 | 0.64475 | 0.64475 | 0 | 0 | 1.1102e-16 | 0 | 0 | 0.67868 | 0.64475 | 0 | 0 | 2.0802 | 6.0061 | 0 | 0.67868 | -0.67868 | 18.9922 | 82.5088 | 0 | 2.2986 | 2.2986 | 0.27385 | 2.2986 | 0 | 0.70923 | 0 | 0 | 6.0061
2025-10-10 22:00 | 0 | 0 | 144.3564 | 90 | 0 | 0 | 0.81291 | 0.81291 | 0.81291 | 0 | 0 | 1.1102e-16 | 0 | 0 | 0.8557 | 0.81291 | 0 | 0 | 2.5422 | 6.0061 | 0 | 0.8557 | -0.8557 | 18.0355 | 78.3525 | 0 | 2.8981 | 2.8981 | 0.34527 | 2.8981 | 0 | 0.8942 | 0 | 0 | 6.0061
2025-10-10 23:00 | 0 | 0 | 176.6993 | 90 | 0 | 0 | 0.75433 | 0.75433 | 0.75433 | 0 | 0 | 1.1102e-16 | 0 | 0 | 0.79403 | 0.75433 | 0 | 0 | 3.1408 | 6.0061 | 0 | 0.79403 | -0.79403 | 17.1477 | 74.4958 | 0 | 2.6893 | 2.6893 | 0.32039 | 2.6893 | 0 | 0.82976 | 0 | 0 | 6.0061
2025-10-11 | 0 | 0 | -148.9614 | 90 | 0 | 0 | 0.47347 | 0.47347 | 0.47347 | 0 | 0 | 0 | 0 | 0 | 0.49839 | 0.47347 | 0 | 0 | 3.647 | 6.0061 | 0 | 0.49839 | -0.49839 | 16.5905 | 72.0751 | 0 | 1.688 | 1.688 | 0.2011 | 1.688 | 0 | 0.52081 | 0 | 0 | 6.0061
2025-10-11 01:00 | 0 | 0 | -125.6224 | 90 | 0 | 0 | 0.43538 | 0.43538 | 0.43538 | 0 | 0 | 5.5511e-17 | 0 | 0 | 0.45829 | 0.43538 | 0 | 0 | 3.8813 | 6.0061 | 0 | 0.45829 | -0.45829 | 16.0782 | 69.8491 | 0 | 1.5522 | 1.5522 | 0.18492 | 1.5522 | 0 | 0.47891 | 0 | 0 | 6.0061
2025-10-11 02:00 | 0 | 0 | -110.8622 | 90 | 0 | 0 | 0.35253 | 0.35253 | 0.35253 | 0 | 0 | 0 | 0 | 0 | 0.37108 | 0.35253 | 0 | 0 | 4.1224 | 6.0061 | 0 | 0.37108 | -0.37108 | 15.6633 | 68.0467 | 0 | 1.2568 | 1.2568 | 0.14973 | 1.2568 | 0 | 0.38778 | 0 | 0 | 6.0061
2025-10-11 03:00 | 0 | 0 | -100.3917 | 90 | 0 | 0 | 0.41632 | 0.41632 | 0.41632 | 0 | 0 | 5.5511e-17 | 0 | 0 | 0.43824 | 0.41632 | 0 | 0 | 4.3102 | 5.7743 | 0 | 0.43824 | -0.43824 | 15.1733 | 65.9182 | 0 | 1.4842 | 1.4842 | 0.17683 | 1.4842 | 0 | 0.45796 | 0 | 0 | 5.7743
2025-10-11 04:00 | 0 | 0 | -91.8821 | 90 | 0 | 0 | 0.50574 | 0.50574 | 0.50574 | 0 | 0 | 0 | 0 | 0 | 0.53235 | 0.50574 | 0 | 0 | 4.5825 | 5.3361 | 0 | 0.53235 | -0.53235 | 14.5781 | 63.3325 | 0 | 1.803 | 1.803 | 0.2148 | 1.803 | 0 | 0.55631 | 0 | 0 | 5.3361
2025-10-11 05:00 | 0.00032545 | 0 | -84.0816 | 90 | 0 | 0 | 0.35724 | 0.35724 | 0.35724 | 0 | 0 | 0 | 0 | 0 | 0.37604 | 0.35724 | 0 | 0 | 4.9396 | 4.8037 | 0 | 0.37604 | -0.37604 | 14.1577 | 61.506 | 0 | 1.2736 | 1.2736 | 0.15173 | 1.2736 | 0 | 0.39296 | 0 | 0 | 4.8037
2025-10-11 06:00 | 0.073744 | 7.438 | -76.145 | 76.427 | 0.086061 | 0.27369 | 0.47914 | 0.47914 | 0.47914 | 57.1201 | 0 | 0 | 0 | 0.27369 | 0.50436 | 0.47914 | 0 | 0 | 5.142 | 4.4277 | 0 | 0.23067 | -0.23067 | 13.8998 | 60.3856 | 0 | 1.7082 | 1.7082 | 0.20351 | 1.7082 | 0 | 0.52706 | 0.21895 | 0 | 4.7014
2025-10-11 07:00 | 0.17054 | 19.5646 | -67.2869 | 61.5846 | 0.175 | 0.55653 | 0.44132 | 0.44132 | 0.44132 | 126.104 | 0 | 0 | 0 | 0.55653 | 0.46455 | 0.44132 | 0 | 0 | 5.143 | 4.197 | 0.091976 | 0 | 0.091976 | 13.982 | 60.743 | 0 | 1.5734 | 1.5734 | 0.18745 | 1.5734 | 0 | 0.48546 | 0.44522 | 0 | 4.7536
2025-10-11 08:00 | 0.34649 | 30.8417 | -56.5544 | 46.7951 | 0.38997 | 1.2402 | 0.29327 | 0.29327 | 0.29327 | 422.8736 | 0 | 0 | 0 | 1.2402 | 0.3087 | 0.29327 | 0 | 0 | 5.079 | 4.2706 | 0.93145 | 0 | 0.93145 | 14.8152 | 64.3623 | 0 | 1.0455 | 1.0455 | 0.12456 | 1.0455 | 0 | 0.3226 | 0.99213 | 0 | 5.5108
2025-10-11 09:00 | 0.40664 | 40.5964 | -42.6876 | 32.145 | 0.43713 | 1.3902 | 0.39508 | 0.39508 | 0.39508 | 351.8727 | 0 | 0 | 0 | 1.3902 | 0.41587 | 0.39508 | 0 | 0 | 4.384 | 5.0158 | 0.97429 | 0 | 0.97429 | 15.6866 | 68.1481 | 0 | 1.4085 | 1.4085 | 0.1678 | 1.4085 | 0 | 0.43458 | 1.1121 | 0 | 6.4059
2025-10-11 10:00 | 0.23425 | 47.7009 | -24.4103 | 17.9925 | 0.22326 | 0.71002 | 0.40677 | 0.40677 | 0.40677 | 174.5513 | 0 | 0 | 0 | 0.71002 | 0.42818 | 0.40677 | 0 | 0 | 3.7883 | 5.7952 | 0.28184 | 0 | 0.28184 | 15.9387 | 69.2433 | 0 | 1.4502 | 1.4502 | 0.17277 | 1.4502 | 0 | 0.44744 | 0.56801 | 0 | 6.5052
2025-10-11 11:00 | 0.39561 | 50.6557 | -2.0331 | 7.8309 | 0.39742 | 1.2639 | 0.48965 | 0.48965 | 0.48965 | 258.115 | 0 | 0 | 0 | 1.2639 | 0.51542 | 0.48965 | 0 | 0 | 3.7516 | 6.0061 | 0.74844 | 0 | 0.74844 | 16.6081 | 72.1515 | 0 | 1.7457 | 1.7457 | 0.20797 | 1.7457 | 0 | 0.53862 | 1.0111 | 0 | 7.27
2025-10-11 12:00 | 0.64326 | 48.5521 | 20.7648 | 15.6899 | 0.78403 | 2.4934 | 0.99578 | 0.99578 | 0.99578 | 250.3935 | 0 | 0 | 0 | 2.4934 | 1.0482 | 0.99578 | 0 | 0 | 3.3218 | 6.0061 | 1.4452 | 0 | 1.4452 | 17.9007 | 77.767 | 0 | 3.5501 | 3.5501 | 0.42294 | 3.5501 | 0 | 1.0954 | 1.9947 | 0 | 8.4995
2025-10-11 13:00 | 0.74328 | 42.0581 | 39.86 | 29.6347 | 0.96141 | 3.0574 | 0.98284 | 0.98284 | 0.98284 | 311.0826 | 0 | 0 | 0 | 3.0574 | 1.0346 | 0.98284 | 0 | 0 | 2.4241 | 6.0061 | 2.0229 | 0 | 2.0229 | 19.71 | 85.6273 | 0 | 3.5039 | 3.5039 | 0.41745 | 3.5039 | 0 | 1.0811 | 2.446 | 0 | 9.0636
2025-10-11 14:00 | 0.52646 | 32.6672 | 54.4142 | 44.2405 | 0.68603 | 2.1817 | 1.0811 | 1.0811 | 1.0811 | 201.8121 | 0 | 0 | 0 | 2.1817 | 1.138 | 1.0811 | 0 | 0 | 1.212 | 6.0061 | 1.0437 | 0 | 1.0437 | 20.6436 | 89.683 | 0 | 3.8541 | 3.8541 | 0.45916 | 3.8541 | 0 | 1.1892 | 1.7454 | 0 | 8.1878
2025-10-11 15:00 | 0.30995 | 21.5954 | 65.5912 | 59.0147 | 0.40146 | 1.2767 | 0.96533 | 0.96533 | 0.96533 | 132.2565 | 0 | 0 | 0 | 1.2767 | 1.0161 | 0.96533 | 0 | 0 | 0.8176 | 6.0061 | 0.26058 | 0 | 0.26058 | 20.8767 | 90.6955 | 0 | 3.4415 | 3.4415 | 0.41001 | 3.4415 | 0 | 1.0619 | 1.0214 | 0 | 7.2829
2025-10-11 16:00 | 0.14519 | 9.5821 | 74.6984 | 73.8512 | 0.22221 | 0.70668 | 1.139 | 1.139 | 1.139 | 62.0418 | 0 | 0 | 0 | 0.70668 | 1.199 | 1.139 | 0 | 0 | 0.91462 | 6.0061 | 0 | 0.49231 | -0.49231 | 20.3262 | 88.3043 | 0 | 4.0608 | 4.0608 | 0.48379 | 4.0608 | 0 | 1.2529 | 0.56534 | 0 | 6.7128
2025-10-11 17:00 | 0.0060616 | 0 | 82.7364 | 90 | 0 | 0 | 0.86777 | 0.86777 | 0.86777 | 0 | 0 | 0 | 0 | 0 | 0.91344 | 0.86777 | 0 | 0 | 1.5126 | 6.0061 | 0 | 0.91344 | -0.91344 | 19.305 | 83.8676 | 0 | 3.0937 | 3.0937 | 0.36857 | 3.0937 | 0 | 0.95454 | 0 | 0 | 6.0061
2025-10-11 18:00 | 0 | 0 | 90.505 | 90 | 0 | 0 | 0.85062 | 0.85062 | 0.85062 | 0 | 0 | 1.1102e-16 | 0 | 0 | 0.89539 | 0.85062 | 0 | 0 | 2.3243 | 6.0061 | 0 | 0.89539 | -0.89539 | 18.3039 | 79.5186 | 0 | 3.0326 | 3.0326 | 0.36129 | 3.0326 | 0 | 0.93568 | 0 | 0 | 6.0061
2025-10-11 19:00 | 0 | 0 | 98.8194 | 90 | 0 | 0 | 1.0561 | 1.0561 | 1.0561 | 0 | 0 | 2.2204e-16 | 0 | 0 | 1.1116 | 1.0561 | 0 | 0 | 2.9831 | 6.0061 | 0 | 1.1116 | -1.1116 | 17.0611 | 74.1192 | 0 | 3.765 | 3.765 | 0.44855 | 3.765 | 0 | 1.1617 | 0 | 0 | 6.0061
2025-10-11 20:00 | 0 | 0 | 108.8254 | 90 | 0 | 0 | 0.98095 | 0.98095 | 0.98095 | 0 | 0 | 1.1102e-16 | 0 | 0 | 1.0326 | 0.98095 | 0 | 0 | 3.7788 | 6.0061 | 0 | 1.0326 | -1.0326 | 15.9066 | 69.1038 | 0 | 3.4972 | 3.4972 | 0.41664 | 3.4972 | 0 | 1.079 | 0 | 0 | 6.0061
2025-10-11 21:00 | 0 | 0 | 122.5952 | 90 | 0 | 0 | 0.77178 | 0.77178 | 0.77178 | 0 | 0 | 1.1102e-16 | 0 | 0 | 0.8124 | 0.77178 | 0 | 0 | 4.4453 | 5.992 | 0 | 0.8124 | -0.8124 | 14.9983 | 65.1579 | 0 | 2.7515 | 2.7515 | 0.3278 | 2.7515 | 0 | 0.84896 | 0 | 0 | 5.992
2025-10-11 22:00 | 0 | 0 | 144.0756 | 90 | 0 | 0 | 0.95735 | 0.95735 | 0.95735 | 0 | 0 | 2.2204e-16 | 0 | 0 | 1.0077 | 0.95735 | 0 | 0 | 4.901 | 5.1796 | 0 | 1.0077 | -1.0077 | 13.8716 | 60.2632 | 0 | 3.4131 | 3.4131 | 0.40662 | 3.4131 | 0 | 1.0531 | 0 | 0 | 5.1796
2025-10-11 23:00 | 0 | 0 | 176.8183 | 90 | 0 | 0 | 0.84352 | 0.84352 | 0.84352 | 0 | 0 | 1.1102e-16 | 0 | 0 | 0.88792 | 0.84352 | 0 | 0 | 5.143 | 4.1718 | 0 | 0.88792 | -0.88792 | 12.8789 | 55.9504 | 0 | 3.0073 | 3.0073 | 0.35827 | 3.0073 | 0 | 0.92788 | 0 | 0 | 4.1718
2025-10-12 | 0 | 0 | -148.4583 | 90 | 0 | 0 | 0.32709 | 0.32709 | 0.32709 | 0 | 0 | 0 | 0 | 0 | 0.3443 | 0.32709 | 0 | 0 | 5.143 | 3.2839 | 0 | 0.3443 | -0.3443 | 12.494 | 54.2781 | 0 | 1.1661 | 1.1661 | 0.13892 | 1.1661 | 0 | 0.35979 | 0 | 0 | 3.2839
2025-10-12 01:00 | 0 | 0 | -125.0866 | 90 | 0 | 0 | 0.25976 | 0.25976 | 0.25976 | 0 | 0 | 0 | 0 | 0 | 0.27344 | 0.25976 | 0 | 0 | 5.143 | 2.9396 | 0 | 0.27344 | -0.27344 | 12.1883 | 52.95 | 0 | 0.92609 | 0.92609 | 0.11033 | 0.92609 | 0 | 0.28574 | 0 | 0 | 2.9396
2025-10-12 02:00 | 0 | 0 | -110.3915 | 90 | 0 | 0 | 0.39777 | 0.39777 | 0.39777 | 0 | 0 | 0 | 0 | 0 | 0.41871 | 0.39777 | 0 | 0 | 5.143 | 2.6662 | 0 | 0.41871 | -0.41871 | 11.7201 | 50.9163 | 0 | 1.4181 | 1.4181 | 0.16895 | 1.4181 | 0 | 0.43755 | 0 | 0 | 2.6662
2025-10-12 03:00 | 0 | 0 | -99.9776 | 90 | 0 | 0 | 0.22023 | 0.22023 | 0.22023 | 0 | 0 | 2.7756e-17 | 0 | 0 | 0.23182 | 0.22023 | 0 | 0 | 5.143 | 2.2475 | 0 | 0.23182 | -0.23182 | 11.4609 | 49.7903 | 0 | 0.78514 | 0.78514 | 0.093538 | 0.78514 | 0 | 0.24225 | 0 | 0 | 2.2475
2025-10-12 04:00 | 0 | 0 | -91.5038 | 90 | 0 | 0 | 0.35583 | 0.35583 | 0.35583 | 0 | 0 | 0 | 0 | 0 | 0.37456 | 0.35583 | 0 | 0 | 5.143 | 2.0157 | 0 | 0.37456 | -0.37456 | 11.0422 | 47.971 | 0 | 1.2686 | 1.2686 | 0.15113 | 1.2686 | 0 | 0.39142 | 0 | 0 | 2.0157
2025-10-12 05:00 | 0.00023963 | 0 | -83.7215 | 90 | 0 | 0 | 0.28888 | 0.28888 | 0.28888 | 0 | 0 | 5.5511e-17 | 0 | 0 | 0.30408 | 0.28888 | 0 | 0 | 5.143 | 1.6411 | 0 | 0.30408 | -0.30408 | 10.7022 | 46.4941 | 0 | 1.0299 | 1.0299 | 0.1227 | 1.0299 | 0 | 0.31776 | 0 | 0 | 1.6411
2025-10-12 06:00 | 0.088108 | 7.2826 | -75.7892 | 76.3749 | 0.12235 | 0.3891 | 0.36478 | 0.36478 | 0.36478 | 106.6678 | 0 | 0 | 0 | 0.3891 | 0.38398 | 0.36478 | 0 | 0 | 5.143 | 1.337 | 0.005124 | 0 | 0.005124 | 10.7068 | 46.514 | 0 | 1.3005 | 1.3005 | 0.15493 | 1.3005 | 0 | 0.40125 | 0.31128 | 0 | 1.7261
2025-10-12 07:00 | 0.29091 | 19.3842 | -66.9256 | 61.5484 | 0.39199 | 1.2466 | 0.34285 | 0.34285 | 0.34285 | 363.5984 | 0 | 0 | 0 | 1.2466 | 0.3609 | 0.34285 | 0 | 0 | 5.143 | 1.3411 | 0.88571 | 0 | 0.88571 | 11.499 | 49.9556 | 0 | 1.2223 | 1.2223 | 0.14562 | 1.2223 | 0 | 0.37714 | 0.99729 | 0 | 2.5877
2025-10-12 08:00 | 0.45453 | 30.6229 | -56.1852 | 46.7803 | 0.58354 | 1.8558 | 0.1725 | 0.1725 | 0.1725 | 1075.785 | 0 | 0 | 0 | 1.8558 | 0.18158 | 0.1725 | 0 | 0 | 5.143 | 2.0497 | 1.6742 | 0 | 1.6742 | 12.9964 | 56.461 | 0 | 0.615 | 0.615 | 0.073268 | 0.615 | 0 | 0.18975 | 1.4846 | 0 | 3.9055
2025-10-12 09:00 | 0.61349 | 40.3249 | -42.3279 | 32.1657 | 0.78358 | 2.4919 | 0.39393 | 0.39393 | 0.39393 | 632.5759 | 0 | 0 | 0 | 2.4919 | 0.41466 | 0.39393 | 0 | 0 | 5.1409 | 3.389 | 2.0772 | 0 | 2.0772 | 14.8544 | 64.5325 | 0 | 1.4044 | 1.4044 | 0.16732 | 1.4044 | 0 | 0.43332 | 1.9935 | 0 | 5.8809
2025-10-12 10:00 | 0.70932 | 47.3683 | -24.1214 | 18.0959 | 0.89947 | 2.8605 | 0.25318 | 0.25318 | 0.25318 | 1129.8 | 0 | 0 | 0 | 2.8605 | 0.26651 | 0.25318 | 0 | 0 | 3.8977 | 5.0508 | 2.594 | 0 | 2.594 | 17.1745 | 74.6119 | 0 | 0.90263 | 0.90263 | 0.10754 | 0.90263 | 0 | 0.2785 | 2.2884 | 0 | 7.9113
2025-10-12 11:00 | 0.65189 | 50.2778 | -1.9135 | 8.1957 | 0.79192 | 2.5184 | 0.36681 | 0.36681 | 0.36681 | 686.5738 | 0 | 0 | 0 | 2.5184 | 0.38612 | 0.36681 | 0 | 0 | 2.4011 | 6.0061 | 2.1323 | 0 | 2.1323 | 19.0817 | 82.8975 | 0 | 1.3077 | 1.3077 | 0.1558 | 1.3077 | 0 | 0.40349 | 2.0148 | 0 | 8.5246
2025-10-12 12:00 | 0.84536 | 48.1703 | 20.6839 | 15.9329 | 1.0885 | 3.4617 | 0.75212 | 0.75212 | 0.75212 | 460.2567 | 1.3191 | 0 | 0 | 3.4617 | 0.7917 | 0.75212 | 0 | 0 | 1.3509 | 6.0061 | 1.3509 | 0 | 1.3509 | 20.29 | 88.1467 | 0 | 2.6814 | 2.6814 | 0.31945 | 2.6814 | 0 | 0.82733 | 2.7693 | 0 | 9.4678
2025-10-12 13:00 | 0.76272 | 41.705 | 39.6522 | 29.7902 | 0.99255 | 3.1565 | 0.53023 | 0.53023 | 0.53023 | 595.3046 | 1.7435 | 0 | 0 | 3.1565 | 0.55814 | 0.53023 | 0 | 0 | 0.85481 | 6.0061 | 0.85481 | 0 | 0.85481 | 21.0545 | 91.4683 | 0 | 1.8903 | 1.8903 | 0.22521 | 1.8903 | 0 | 0.58325 | 2.5252 | 0 | 9.1626
2025-10-12 14:00 | 0.60575 | 32.3499 | 54.1547 | 44.3589 | 0.8062 | 2.5639 | 0.51329 | 0.51329 | 0.51329 | 499.5015 | 1.4083 | 0 | 0 | 2.5639 | 0.5403 | 0.51329 | 0 | 0 | 0.61527 | 6.0061 | 0.61527 | 0 | 0.61527 | 21.6048 | 93.859 | 0 | 1.8299 | 1.8299 | 0.21801 | 1.8299 | 0 | 0.56461 | 2.0511 | 0 | 8.57
2025-10-12 15:00 | 0.3686 | 21.3079 | 65.3153 | 59.1111 | 0.51286 | 1.631 | 0.4949 | 0.4949 | 0.4949 | 329.5544 | 0.66717 | 0 | 0 | 1.631 | 0.52095 | 0.4949 | 0 | 0 | 0.44286 | 6.0061 | 0.44286 | 0 | 0.44286 | 22.0009 | 95.5799 | 0 | 1.7644 | 1.7644 | 0.2102 | 1.7644 | 0 | 0.54439 | 1.3048 | 0 | 7.6371
2025-10-12 16:00 | 0.12981 | 9.3157 | 74.4159 | 73.9313 | 0.19138 | 0.60861 | 0.72589 | 0.72589 | 0.72589 | 83.8434 | 1.1102e-16 | 0 | 0 | 0.60861 | 0.76409 | 0.72589 | 0 | 0 | 0.31876 | 6.0061 | 0 | 0.15548 | -0.15548 | 21.8271 | 94.8247 | 0 | 2.5879 | 2.5879 | 0.30831 | 2.5879 | 0 | 0.79848 | 0.48689 | 0 | 6.6148
2025-10-12 17:00 | 0.0051194 | 0 | 82.4459 | 90 | 0 | 0 | 0.63868 | 0.63868 | 0.63868 | 0 | 0 | 1.1102e-16 | 0 | 0 | 0.6723 | 0.63868 | 0 | 0 | 0.59764 | 6.0061 | 0 | 0.6723 | -0.6723 | 21.0755 | 91.5592 | 0 | 2.277 | 2.277 | 0.27127 | 2.277 | 0 | 0.70255 | 0 | 0 | 6.0061
2025-10-12 18:00 | 0 | 0 | 90.1999 | 90 | 0 | 0 | 0.51246 | 0.51246 | 0.51246 | 0 | 0 | 1.1102e-16 | 0 | 0 | 0.53943 | 0.51246 | 0 | 0 | 1.2376 | 6.0061 | 0 | 0.53943 | -0.53943 | 20.4724 | 88.9391 | 0 | 1.827 | 1.827 | 0.21766 | 1.827 | 0 | 0.56371 | 0 | 0 | 6.0061
2025-10-12 19:00 | 0 | 0 | 98.4907 | 90 | 0 | 0 | 0.58958 | 0.58958 | 0.58958 | 0 | 0 | 1.1102e-16 | 0 | 0 | 0.62061 | 0.58958 | 0 | 0 | 1.6339 | 6.0061 | 0 | 0.62061 | -0.62061 | 19.7785 | 85.9248 | 0 | 2.1019 | 2.1019 | 0.25041 | 2.1019 | 0 | 0.64853 | 0 | 0 | 6.0061
2025-10-12 20:00 | 0 | 0 | 108.4653 | 90 | 0 | 0 | 0.84299 | 0.84299 | 0.84299 | 0 | 0 | 1.1102e-16 | 0 | 0 | 0.88736 | 0.84299 | 0 | 0 | 2.0689 | 6.0061 | 0 | 0.88736 | -0.88736 | 18.7864 | 81.6148 | 0 | 3.0054 | 3.0054 | 0.35805 | 3.0054 | 0 | 0.92729 | 0 | 0 | 6.0061
2025-10-12 21:00 | 0 | 0 | 122.2155 | 90 | 0 | 0 | 0.50007 | 0.50007 | 0.50007 | 0 | 0 | 0 | 0 | 0 | 0.52638 | 0.50007 | 0 | 0 | 2.7158 | 6.0061 | 0 | 0.52638 | -0.52638 | 18.1979 | 79.058 | 0 | 1.7828 | 1.7828 | 0.2124 | 1.7828 | 0 | 0.55007 | 0 | 0 | 6.0061
2025-10-12 22:00 | 0 | 0 | 143.7862 | 90 | 0 | 0 | 0.74826 | 0.74826 | 0.74826 | 0 | 0 | 1.1102e-16 | 0 | 0 | 0.78764 | 0.74826 | 0 | 0 | 2.9858 | 6.0061 | 0 | 0.78764 | -0.78764 | 17.3173 | 75.2324 | 0 | 2.6676 | 2.6676 | 0.31781 | 2.6676 | 0 | 0.82308 | 0 | 0 | 6.0061
2025-10-12 23:00 | 0 | 0 | 176.9353 | 90 | 0 | 0 | 0.7202 | 0.7202 | 0.7202 | 0 | 0 | 1.1102e-16 | 0 | 0 | 0.75811 | 0.7202 | 0 | 0 | 3.5226 | 6.0061 | 0 | 0.75811 | -0.75811 | 16.4697 | 71.5502 | 0 | 2.5676 | 2.5676 | 0.30589 | 2.5676 | 0 | 0.79222 | 0 | 0 | 6.0061
2025-10-13 | 0 | 0 | -147.9515 | 90 | 0 | 0 | 0.33304 | 0.33304 | 0.33304 | 0 | 0 | 5.5511e-17 | 0 | 0 | 0.35057 | 0.33304 | 0 | 0 | 4.0068 | 6.0061 | 0 | 0.35057 | -0.35057 | 16.0778 | 69.8474 | 0 | 1.1873 | 1.1873 | 0.14146 | 1.1873 | 0 | 0.36635 | 0 | 0 | 6.0061
2025-10-13 01:00 | 0 | 0 | -124.5509 | 90 | 0 | 0 | 0.4222 | 0.4222 | 0.4222 | 0 | 0 | 5.5511e-17 | 0 | 0 | 0.44442 | 0.4222 | 0 | 0 | 4.1185 | 6.0061 | 0 | 0.44442 | -0.44442 | 15.5809 | 67.6888 | 0 | 1.5052 | 1.5052 | 0.17932 | 1.5052 | 0 | 0.46442 | 0 | 0 | 6.0061
2025-10-13 02:00 | 0 | 0 | -109.9228 | 90 | 0 | 0 | 0.26456 | 0.26456 | 0.26456 | 0 | 0 | 0 | 0 | 0 | 0.27849 | 0.26456 | 0 | 0 | 4.3744 | 5.7006 | 0 | 0.27849 | -0.27849 | 15.2695 | 66.3361 | 0 | 0.9432 | 0.9432 | 0.11237 | 0.9432 | 0 | 0.29102 | 0 | 0 | 5.7006
2025-10-13 03:00 | 0 | 0 | -99.5662 | 90 | 0 | 0 | 0.18163 | 0.18163 | 0.18163 | 0 | 0 | 2.7756e-17 | 0 | 0 | 0.19119 | 0.18163 | 0 | 0 | 4.4931 | 5.4222 | 0 | 0.19119 | -0.19119 | 15.0557 | 65.4075 | 0 | 0.64755 | 0.64755 | 0.077146 | 0.64755 | 0 | 0.1998 | 0 | 0 | 5.4222
2025-10-13 04:00 | 0 | 0 | -91.1285 | 90 | 0 | 0 | 0.29772 | 0.29772 | 0.29772 | 0 | 0 | 5.5511e-17 | 0 | 0 | 0.31339 | 0.29772 | 0 | 0 | 4.5643 | 5.231 | 0 | 0.31339 | -0.31339 | 14.7054 | 63.8853 | 0 | 1.0614 | 1.0614 | 0.12645 | 1.0614 | 0 | 0.32749 | 0 | 0 | 5.231
2025-10-13 05:00 | 0.0001775 | 0 | -83.3647 | 90 | 0 | 0 | 0.3007 | 0.3007 | 0.3007 | 0 | 0 | 5.5511e-17 | 0 | 0 | 0.31652 | 0.3007 | 0 | 0 | 4.772 | 4.9176 | 0 | 0.31652 | -0.31652 | 14.3515 | 62.3479 | 0 | 1.072 | 1.072 | 0.12772 | 1.072 | 0 | 0.33077 | 0 | 0 | 4.9176
2025-10-13 06:00 | 0.096941 | 7.1263 | -75.4371 | 76.3258 | 0.15225 | 0.48419 | 0.29636 | 0.29636 | 0.29636 | 163.3784 | 0 | 0 | 0 | 0.48419 | 0.31196 | 0.29636 | 0 | 0 | 4.9754 | 4.601 | 0.17223 | 0 | 0.17223 | 14.5055 | 63.0171 | 0 | 1.0566 | 1.0566 | 0.12588 | 1.0566 | 0 | 0.326 | 0.38735 | 0 | 5.0852
2025-10-13 07:00 | 0.31677 | 19.2025 | -66.5687 | 61.5159 | 0.44603 | 1.4184 | 0.35123 | 0.35123 | 0.35123 | 403.8525 | 0 | 0 | 0 | 1.4184 | 0.36971 | 0.35123 | 0 | 0 | 4.7678 | 4.7388 | 1.0487 | 0 | 1.0487 | 15.4436 | 67.0922 | 0 | 1.2522 | 1.2522 | 0.14918 | 1.2522 | 0 | 0.38635 | 1.1348 | 0 | 6.1573
2025-10-13 08:00 | 0.48935 | 30.403 | -55.8216 | 46.7701 | 0.64766 | 2.0597 | 0.30259 | 0.30259 | 0.30259 | 680.6934 | 0 | 0 | 0 | 2.0597 | 0.31851 | 0.30259 | 0 | 0 | 3.9997 | 5.5778 | 1.7412 | 0 | 1.7412 | 17.0009 | 73.8579 | 0 | 1.0788 | 1.0788 | 0.12852 | 1.0788 | 0 | 0.33284 | 1.6477 | 0 | 7.6375
2025-10-13 09:00 | 0.64252 | 40.0528 | -41.9756 | 32.1923 | 0.83384 | 2.6518 | 0.3373 | 0.3373 | 0.3373 | 786.1738 | 0 | 0 | 0 | 2.6518 | 0.35505 | 0.3373 | 0 | 0 | 2.8731 | 6.0061 | 2.2967 | 0 | 2.2967 | 19.0551 | 82.7822 | 0 | 1.2025 | 1.2025 | 0.14326 | 1.2025 | 0 | 0.37103 | 2.1214 | 0 | 8.6579
2025-10-13 10:00 | 0.65473 | 47.0365 | -23.8407 | 18.2077 | 0.81649 | 2.5966 | 0.28532 | 0.28532 | 0.28532 | 910.0715 | 0.80249 | 0 | 0 | 2.5966 | 0.30033 | 0.28532 | 0 | 0 | 1.4938 | 6.0061 | 1.4938 | 0 | 1.4938 | 20.3912 | 88.5865 | 0 | 1.0172 | 1.0172 | 0.12118 | 1.0172 | 0 | 0.31385 | 2.0773 | 0 | 8.6027
2025-10-13 11:00 | 0.81718 | 49.9021 | -1.7996 | 8.5603 | 1.0518 | 3.345 | 0.39331 | 0.39331 | 0.39331 | 850.4789 | 2.1079 | 0 | 0 | 3.345 | 0.41401 | 0.39331 | 0 | 0 | 0.8231 | 6.0061 | 0.8231 | 0 | 0.8231 | 21.1274 | 91.7848 | 0 | 1.4022 | 1.4022 | 0.16705 | 1.4022 | 0 | 0.43264 | 2.676 | 0 | 9.3512
2025-10-13 12:00 | 0.73595 | 47.7916 | 20.6017 | 16.1781 | 0.94183 | 2.9952 | 0.74463 | 0.74463 | 0.74463 | 402.2375 | 1.6189 | 0 | 0 | 2.9952 | 0.78382 | 0.74463 | 0 | 0 | 0.59245 | 6.0061 | 0.59245 | 0 | 0.59245 | 21.6573 | 94.0868 | 0 | 2.6547 | 2.6547 | 0.31627 | 2.6547 | 0 | 0.81909 | 2.3961 | 0 | 9.0013
2025-10-13 13:00 | 0.55602 | 41.3549 | 39.4456 | 29.9465 | 0.6836 | 2.174 | 0.37415 | 0.37415 | 0.37415 | 581.049 | 1.3537 | 0 | 0 | 2.174 | 0.39384 | 0.37415 | 0 | 0 | 0.42643 | 6.0061 | 0.42643 | 0 | 0.42643 | 22.0387 | 95.7438 | 0 | 1.3339 | 1.3339 | 0.15891 | 1.3339 | 0 | 0.41156 | 1.7392 | 0 | 8.1801
2025-10-13 14:00 | 0.48661 | 32.0354 | 53.8969 | 44.4768 | 0.63095 | 2.0065 | 0.4891 | 0.4891 | 0.4891 | 410.25 | 1.1847 | 0 | 0 | 2.0065 | 0.51484 | 0.4891 | 0 | 0 | 0.30694 | 6.0061 | 0.30694 | 0 | 0.30694 | 22.3132 | 96.9365 | 0 | 1.7437 | 1.7437 | 0.20774 | 1.7437 | 0 | 0.53801 | 1.6052 | 0 | 8.0127
2025-10-13 15:00 | 0.34531 | 21.0234 | 65.0409 | 59.2062 | 0.4791 | 1.5236 | 0.58029 | 0.58029 | 0.58029 | 262.5616 | 0.69185 | 0 | 0 | 1.5236 | 0.61083 | 0.58029 | 0 | 0 | 0.22093 | 6.0061 | 0.22093 | 0 | 0.22093 | 22.5108 | 97.795 | 0 | 2.0688 | 2.0688 | 0.24647 | 2.0688 | 0 | 0.63831 | 1.2189 | 0 | 7.5298
2025-10-13 16:00 | 0.11932 | 9.0524 | 74.1345 | 74.0095 | 0.1714 | 0.54509 | 0.798 | 0.798 | 0.798 | 68.3074 | 0 | 0 | 0 | 0.54509 | 0.84 | 0.798 | 0 | 0 | 0.15902 | 6.0061 | 0 | 0.29491 | -0.29491 | 22.1811 | 96.3626 | 0 | 2.845 | 2.845 | 0.33894 | 2.845 | 0 | 0.8778 | 0.43607 | 0 | 6.5512
2025-10-13 17:00 | 0.0036159 | 0 | 82.156 | 90 | 0 | 0 | 0.52024 | 0.52024 | 0.52024 | 0 | 0 | 1.1102e-16 | 0 | 0 | 0.54762 | 0.52024 | 0 | 0 | 0.49309 | 6.0061 | 0 | 0.54762 | -0.54762 | 21.5689 | 93.7027 | 0 | 1.8547 | 1.8547 | 0.22097 | 1.8547 | 0 | 0.57227 | 0 | 0 | 6.0061
2025-10-13 18:00 | 0 | 0 | 89.8948 | 90 | 0 | 0 | 0.7214 | 0.7214 | 0.7214 | 0 | 0 | 1.1102e-16 | 0 | 0 | 0.75937 | 0.7214 | 0 | 0 | 0.96918 | 6.0061 | 0 | 0.75937 | -0.75937 | 20.7199 | 90.0143 | 0 | 2.5719 | 2.5719 | 0.3064 | 2.5719 | 0 | 0.79354 | 0 | 0 | 6.0061
2025-10-13 19:00 | 0 | 0 | 98.1611 | 90 | 0 | 0 | 0.47373 | 0.47373 | 0.47373 | 0 | 0 | 5.5511e-17 | 0 | 0 | 0.49866 | 0.47373 | 0 | 0 | 1.5591 | 6.0061 | 0 | 0.49866 | -0.49866 | 20.1623 | 87.5923 | 0 | 1.6889 | 1.6889 | 0.20121 | 1.6889 | 0 | 0.5211 | 0 | 0 | 6.0061
2025-10-13 20:00 | 0 | 0 | 108.103 | 90 | 0 | 0 | 0.81176 | 0.81176 | 0.81176 | 0 | 0 | 1.1102e-16 | 0 | 0 | 0.85449 | 0.81176 | 0 | 0 | 1.8493 | 6.0061 | 0 | 0.85449 | -0.85449 | 19.207 | 83.4419 | 0 | 2.894 | 2.894 | 0.34478 | 2.894 | 0 | 0.89294 | 0 | 0 | 6.0061
2025-10-13 21:00 | 0 | 0 | 121.8305 | 90 | 0 | 0 | 0.78147 | 0.78147 | 0.78147 | 0 | 0 | 1.1102e-16 | 0 | 0 | 0.8226 | 0.78147 | 0 | 0 | 2.4701 | 6.0061 | 0 | 0.8226 | -0.8226 | 18.2873 | 79.4464 | 0 | 2.786 | 2.786 | 0.33192 | 2.786 | 0 | 0.85962 | 0 | 0 | 6.0061
2025-10-13 22:00 | 0 | 0 | 143.4879 | 90 | 0 | 0 | 0.3803 | 0.3803 | 0.3803 | 0 | 0 | 5.5511e-17 | 0 | 0 | 0.40031 | 0.3803 | 0 | 0 | 3.0123 | 6.0061 | 0 | 0.40031 | -0.40031 | 17.8397 | 77.502 | 0 | 1.3558 | 1.3558 | 0.16153 | 1.3558 | 0 | 0.41833 | 0 | 0 | 6.0061
2025-10-13 23:00 | 0 | 0 | 177.05 | 90 | 0 | 0 | 0.68944 | 0.68944 | 0.68944 | 0 | 0 | 0 | 0 | 0 | 0.72572 | 0.68944 | 0 | 0 | 3.1587 | 6.0061 | 0 | 0.72572 | -0.72572 | 17.0283 | 73.9771 | 0 | 2.4579 | 2.4579 | 0.29283 | 2.4579 | 0 | 0.75838 | 0 | 0 | 6.0061
2025-10-14 | 0 | 0 | -147.4415 | 90 | 0 | 0 | 0.2872 | 0.2872 | 0.2872 | 0 | 0 | 0 | 0 | 0 | 0.30232 | 0.2872 | 0 | 0 | 3.6549 | 6.0061 | 0 | 0.30232 | -0.30232 | 16.6903 | 72.5087 | 0 | 1.0239 | 1.0239 | 0.12198 | 1.0239 | 0 | 0.31592 | 0 | 0 | 6.0061
2025-10-14 01:00 | 0 | 0 | -124.0155 | 90 | 0 | 0 | 0.32289 | 0.32289 | 0.32289 | 0 | 0 | 0 | 0 | 0 | 0.33989 | 0.32289 | 0 | 0 | 3.7463 | 6.0061 | 0 | 0.33989 | -0.33989 | 16.3103 | 70.8579 | 0 | 1.1512 | 1.1512 | 0.13714 | 1.1512 | 0 | 0.35518 | 0 | 0 | 6.0061
2025-10-14 02:00 | 0 | 0 | -109.4563 | 90 | 0 | 0 | 0.34118 | 0.34118 | 0.34118 | 0 | 0 | 0 | 0 | 0 | 0.35914 | 0.34118 | 0 | 0 | 3.9259 | 6.0061 | 0 | 0.35914 | -0.35914 | 15.9088 | 69.1135 | 0 | 1.2164 | 1.2164 | 0.14491 | 1.2164 | 0 | 0.3753 | 0 | 0 | 6.0061
2025-10-14 03:00 | 0 | 0 | -99.1575 | 90 | 0 | 0 | 0.38329 | 0.38329 | 0.38329 | 0 | 0 | 0 | 0 | 0 | 0.40346 | 0.38329 | 0 | 0 | 4.1408 | 5.994 | 0 | 0.40346 | -0.40346 | 15.4577 | 67.1538 | 0 | 1.3665 | 1.3665 | 0.16279 | 1.3665 | 0 | 0.42161 | 0 | 0 | 5.994
2025-10-14 04:00 | 0 | 0 | -90.7562 | 90 | 0 | 0 | 0.29227 | 0.29227 | 0.29227 | 0 | 0 | 0 | 0 | 0 | 0.30765 | 0.29227 | 0 | 0 | 4.4003 | 5.5905 | 0 | 0.30765 | -0.30765 | 15.1138 | 65.6595 | 0 | 1.042 | 1.042 | 0.12414 | 1.042 | 0 | 0.32149 | 0 | 0 | 5.5905
2025-10-14 05:00 | 9.7615e-05 | 0 | -83.0111 | 90 | 0 | 0 | 0.41884 | 0.41884 | 0.41884 | 0 | 0 | 5.5511e-17 | 0 | 0 | 0.44089 | 0.41884 | 0 | 0 | 4.5692 | 5.2829 | 0 | 0.44089 | -0.44089 | 14.6209 | 63.5181 | 0 | 1.4932 | 1.4932 | 0.1779 | 1.4932 | 0 | 0.46073 | 0 | 0 | 5.2829
2025-10-14 06:00 | 0.064131 | 6.9689 | -75.0888 | 76.2797 | 0.072996 | 0.23214 | 0.29228 | 0.29228 | 0.29228 | 79.4243 | 0 | 0 | 0 | 0.23214 | 0.30766 | 0.29228 | 0 | 0 | 4.8703 | 4.842 | 0 | 0.075522 | -0.075522 | 14.5364 | 63.1513 | 0 | 1.042 | 1.042 | 0.12414 | 1.042 | 0 | 0.32151 | 0.18571 | 0 | 5.0741
2025-10-14 07:00 | 0.17848 | 19.0197 | -66.2163 | 61.4871 | 0.18941 | 0.60235 | 0.25719 | 0.25719 | 0.25719 | 234.2047 | 0 | 0 | 0 | 0.60235 | 0.27073 | 0.25719 | 0 | 0 | 4.8288 | 4.7664 | 0.33162 | 0 | 0.33162 | 14.833 | 64.4399 | 0 | 0.91691 | 0.91691 | 0.10924 | 0.91691 | 0 | 0.28291 | 0.48188 | 0 | 5.3688
2025-10-14 08:00 | 0.33723 | 30.1821 | -55.4637 | 46.7644 | 0.38181 | 1.2142 | 0.29322 | 0.29322 | 0.29322 | 414.1085 | 0 | 0 | 0 | 1.2142 | 0.30865 | 0.29322 | 0 | 0 | 4.5313 | 5.0317 | 0.90558 | 0 | 0.90558 | 15.643 | 67.9587 | 0 | 1.0454 | 1.0454 | 0.12454 | 1.0454 | 0 | 0.32254 | 0.97139 | 0 | 6.246
2025-10-14 09:00 | 0.6037 | 39.7803 | -41.6307 | 32.2248 | 0.77726 | 2.4718 | 0.22827 | 0.22827 | 0.22827 | 1082.864 | 0 | 0 | 0 | 2.4718 | 0.24028 | 0.22827 | 0 | 0 | 3.8964 | 5.7562 | 2.2315 | 0 | 2.2315 | 17.639 | 76.6298 | 0 | 0.8138 | 0.8138 | 0.096953 | 0.8138 | 0 | 0.25109 | 1.9775 | 0 | 8.228
2025-10-14 10:00 | 0.49851 | 46.7055 | -23.5683 | 18.3276 | 0.55712 | 1.7717 | 0.3093 | 0.3093 | 0.3093 | 572.8084 | 0 | 0 | 0 | 1.7717 | 0.32558 | 0.3093 | 0 | 0 | 2.4135 | 6.0061 | 1.4461 | 0 | 1.4461 | 18.9324 | 82.2491 | 0 | 1.1027 | 1.1027 | 0.13137 | 1.1027 | 0 | 0.34024 | 1.4174 | 0 | 7.7779
2025-10-14 11:00 | 0.55768 | 49.5288 | -1.6915 | 8.9243 | 0.64086 | 2.0381 | 0.17995 | 0.17995 | 0.17995 | 1132.589 | 0.14542 | 0 | 0 | 2.0381 | 0.18942 | 0.17995 | 0 | 0 | 1.7032 | 6.0061 | 1.7032 | 0 | 1.7032 | 20.4558 | 88.8673 | 0 | 0.64153 | 0.64153 | 0.07643 | 0.64153 | 0 | 0.19794 | 1.6304 | 0 | 8.0442
2025-10-14 12:00 | 0.60703 | 47.4159 | 20.5183 | 16.4248 | 0.7361 | 2.3409 | 0.51873 | 0.51873 | 0.51873 | 451.2784 | 0.99205 | 0 | 0 | 2.3409 | 0.54604 | 0.51873 | 0 | 0 | 0.80285 | 6.0061 | 0.80285 | 0 | 0.80285 | 21.1739 | 91.9869 | 0 | 1.8493 | 1.8493 | 0.22032 | 1.8493 | 0 | 0.57061 | 1.8727 | 0 | 8.3471
2025-10-14 13:00 | 0.43168 | 41.008 | 39.2403 | 30.1034 | 0.47654 | 1.5155 | 0.83372 | 0.83372 | 0.83372 | 181.7736 | 0.060012 | 0 | 0 | 1.5155 | 0.8776 | 0.83372 | 0 | 0 | 0.57787 | 6.0061 | 0.57787 | 0 | 0.57787 | 21.6908 | 94.2323 | 0 | 2.9723 | 2.9723 | 0.35411 | 2.9723 | 0 | 0.91709 | 1.2124 | 0 | 7.5216
2025-10-14 14:00 | 0.55775 | 31.724 | 53.6409 | 44.5943 | 0.74981 | 2.3845 | 0.63138 | 0.63138 | 0.63138 | 377.6673 | 1.304 | 0 | 0 | 2.3845 | 0.66461 | 0.63138 | 0 | 0 | 0.41594 | 6.0061 | 0.41594 | 0 | 0.41594 | 22.0628 | 95.8486 | 0 | 2.251 | 2.251 | 0.26817 | 2.251 | 0 | 0.69452 | 1.9076 | 0 | 8.3907
2025-10-14 15:00 | 0.32149 | 20.7419 | 64.7678 | 59.3 | 0.4411 | 1.4028 | 0.69474 | 0.69474 | 0.69474 | 201.9146 | 0.37209 | 0 | 0 | 1.4028 | 0.7313 | 0.69474 | 0 | 0 | 0.29939 | 6.0061 | 0.29939 | 0 | 0.29939 | 22.3306 | 97.0119 | 0 | 2.4768 | 2.4768 | 0.29508 | 2.4768 | 0 | 0.76421 | 1.1222 | 0 | 7.4089
2025-10-14 16:00 | 0.11994 | 8.7925 | 73.8542 | 74.0859 | 0.18031 | 0.5734 | 0.69813 | 0.69813 | 0.69813 | 82.1348 | 0 | 0 | 0 | 0.5734 | 0.73487 | 0.69813 | 0 | 0 | 0.21549 | 6.0061 | 0 | 0.16146 | -0.16146 | 22.1501 | 96.2276 | 0 | 2.4889 | 2.4889 | 0.29652 | 2.4889 | 0 | 0.76794 | 0.45872 | 0 | 6.5796
2025-10-14 17:00 | 0.0031998 | 0 | 81.8667 | 90 | 0 | 0 | 0.61016 | 0.61016 | 0.61016 | 0 | 0 | 1.1102e-16 | 0 | 0 | 0.64228 | 0.61016 | 0 | 0 | 0.45457 | 6.0061 | 0 | 0.64228 | -0.64228 | 21.432 | 93.108 | 0 | 2.1753 | 2.1753 | 0.25916 | 2.1753 | 0 | 0.67118 | 0 | 0 | 6.0061
2025-10-14 18:00 | 0 | 0 | 89.5899 | 90 | 0 | 0 | 0.8625 | 0.8625 | 0.8625 | 0 | 0 | 1.1102e-16 | 0 | 0 | 0.9079 | 0.8625 | 0 | 0 | 1.047 | 6.0061 | 0 | 0.9079 | -0.9079 | 20.4169 | 88.6982 | 0 | 3.0749 | 3.0749 | 0.36633 | 3.0749 | 0 | 0.94875 | 0 | 0 | 6.0061
2025-10-14 19:00 | 0 | 0 | 97.831 | 90 | 0 | 0 | 0.54398 | 0.54398 | 0.54398 | 0 | 0 | 1.1102e-16 | 0 | 0 | 0.57261 | 0.54398 | 0 | 0 | 1.7693 | 6.0061 | 0 | 0.57261 | -0.57261 | 19.7767 | 85.917 | 0 | 1.9393 | 1.9393 | 0.23105 | 1.9393 | 0 | 0.59838 | 0 | 0 | 6.0061
2025-10-14 20:00 | 0 | 0 | 107.7385 | 90 | 0 | 0 | 0.72794 | 0.72794 | 0.72794 | 0 | 0 | 0 | 0 | 0 | 0.76626 | 0.72794 | 0 | 0 | 2.1025 | 6.0061 | 0 | 0.76626 | -0.76626 | 18.92 | 82.1952 | 0 | 2.5952 | 2.5952 | 0.30918 | 2.5952 | 0 | 0.80074 | 0 | 0 | 6.0061
2025-10-14 21:00 | 0 | 0 | 121.4403 | 90 | 0 | 0 | 0.50527 | 0.50527 | 0.50527 | 0 | 0 | 0 | 0 | 0 | 0.53187 | 0.50527 | 0 | 0 | 2.6225 | 6.0061 | 0 | 0.53187 | -0.53187 | 18.3254 | 79.6118 | 0 | 1.8014 | 1.8014 | 0.21461 | 1.8014 | 0 | 0.5558 | 0 | 0 | 6.0061
2025-10-14 22:00 | 0 | 0 | 143.1806 | 90 | 0 | 0 | 0.8335 | 0.8335 | 0.8335 | 0 | 0 | 1.1102e-16 | 0 | 0 | 0.87737 | 0.8335 | 0 | 0 | 2.908 | 6.0061 | 0 | 0.87737 | -0.87737 | 17.3444 | 75.3503 | 0 | 2.9715 | 2.9715 | 0.35402 | 2.9715 | 0 | 0.91685 | 0 | 0 | 6.0061
2025-10-14 23:00 | 0 | 0 | 177.162 | 90 | 0 | 0 | 0.74414 | 0.74414 | 0.74414 | 0 | 0 | 0 | 0 | 0 | 0.78331 | 0.74414 | 0 | 0 | 3.5291 | 6.0061 | 0 | 0.78331 | -0.78331 | 16.4687 | 71.5457 | 0 | 2.6529 | 2.6529 | 0.31606 | 2.6529 | 0 | 0.81855 | 0 | 0 | 6.0061
2025-10-15 | 0 | 0 | -146.9283 | 90 | 0 | 0 | 0.3169 | 0.3169 | 0.3169 | 0 | 0 | 5.5511e-17 | 0 | 0 | 0.33357 | 0.3169 | 0 | 0 | 4.0237 | 6.0061 | 0 | 0.33357 | -0.33357 | 16.0957 | 69.9255 | 0 | 1.1298 | 1.1298 | 0.1346 | 1.1298 | 0 | 0.34859 | 0 | 0 | 6.0061
2025-10-15 01:00 | 0 | 0 | -123.4806 | 90 | 0 | 0 | 0.2678 | 0.2678 | 0.2678 | 0 | 0 | 5.5511e-17 | 0 | 0 | 0.2819 | 0.2678 | 0 | 0 | 4.111 | 6.0061 | 0 | 0.2819 | -0.2819 | 15.7806 | 68.5563 | 0 | 0.95476 | 0.95476 | 0.11375 | 0.95476 | 0 | 0.29459 | 0 | 0 | 6.0061
2025-10-15 02:00 | 0 | 0 | -108.9922 | 90 | 0 | 0 | 0.37545 | 0.37545 | 0.37545 | 0 | 0 | 0 | 0 | 0 | 0.39521 | 0.37545 | 0 | 0 | 4.2197 | 5.8792 | 0 | 0.39521 | -0.39521 | 15.3387 | 66.6367 | 0 | 1.3385 | 1.3385 | 0.15947 | 1.3385 | 0 | 0.413 | 0 | 0 | 5.8792
2025-10-15 03:00 | 0 | 0 | -98.7517 | 90 | 0 | 0 | 0.3393 | 0.3393 | 0.3393 | 0 | 0 | 0 | 0 | 0 | 0.35716 | 0.3393 | 0 | 0 | 4.4676 | 5.484 | 0 | 0.35716 | -0.35716 | 14.9394 | 64.9019 | 0 | 1.2097 | 1.2097 | 0.14411 | 1.2097 | 0 | 0.37323 | 0 | 0 | 5.484
2025-10-15 04:00 | 0 | 0 | -90.387 | 90 | 0 | 0 | 0.28551 | 0.28551 | 0.28551 | 0 | 0 | 5.5511e-17 | 0 | 0 | 0.30054 | 0.28551 | 0 | 0 | 4.6803 | 5.1269 | 0 | 0.30054 | -0.30054 | 14.6034 | 63.4421 | 0 | 1.0179 | 1.0179 | 0.12127 | 1.0179 | 0 | 0.31406 | 0 | 0 | 5.1269
2025-10-15 05:00 | 9.1456e-05 | 0 | -82.6609 | 90 | 0 | 0 | 0.198 | 0.198 | 0.198 | 0 | 0 | 0 | 0 | 0 | 0.20842 | 0.198 | 0 | 0 | 4.8477 | 4.8263 | 0 | 0.20842 | -0.20842 | 14.3704 | 62.4298 | 0 | 0.70588 | 0.70588 | 0.084096 | 0.70588 | 0 | 0.2178 | 0 | 0 | 4.8263
2025-10-15 06:00 | 0.098921 | 6.8106 | -74.7443 | 76.2367 | 0.17124 | 0.54456 | 0.16338 | 0.16338 | 0.16338 | 333.3062 | 0 | 0 | 0 | 0.54456 | 0.17198 | 0.16338 | 0 | 0 | 4.9435 | 4.6179 | 0.37258 | 0 | 0.37258 | 14.7036 | 63.8776 | 0 | 0.58247 | 0.58247 | 0.069393 | 0.58247 | 0 | 0.17972 | 0.43565 | 0 | 5.1625
2025-10-15 07:00 | 0.31343 | 18.8358 | -65.8685 | 61.462 | 0.45054 | 1.4328 | 0.28145 | 0.28145 | 0.28145 | 509.0696 | 0 | 0 | 0 | 1.4328 | 0.29626 | 0.28145 | 0 | 0 | 4.6041 | 4.916 | 1.1365 | 0 | 1.1365 | 15.7201 | 68.2937 | 0 | 1.0034 | 1.0034 | 0.11954 | 1.0034 | 0 | 0.3096 | 1.1462 | 0 | 6.3488
2025-10-15 08:00 | 0.55059 | 29.9602 | -55.1117 | 46.7632 | 0.75059 | 2.387 | 0.33728 | 0.33728 | 0.33728 | 707.7125 | 0 | 0 | 0 | 2.387 | 0.35504 | 0.33728 | 0 | 0 | 3.8031 | 5.8252 | 2.032 | 0 | 2.032 | 17.5376 | 76.1894 | 0 | 1.2025 | 1.2025 | 0.14326 | 1.2025 | 0 | 0.37101 | 1.9096 | 0 | 8.2122
2025-10-15 09:00 | 0.70608 | 39.5074 | -41.2931 | 32.2631 | 0.93439 | 2.9715 | 0.33859 | 0.33859 | 0.33859 | 877.6259 | 0.12336 | 0 | 0 | 2.9715 | 0.35641 | 0.33859 | 0 | 0 | 2.4918 | 6.0061 | 2.4918 | 0 | 2.4918 | 19.7663 | 85.8716 | 0 | 1.2071 | 1.2071 | 0.14381 | 1.2071 | 0 | 0.37245 | 2.3772 | 0 | 8.9777
2025-10-15 10:00 | 0.792 | 46.3754 | -23.304 | 18.4554 | 1.0336 | 3.2869 | 0.3759 | 0.3759 | 0.3759 | 874.4197 | 1.8724 | 0 | 0 | 3.2869 | 0.39568 | 0.3759 | 0 | 0 | 1.0189 | 6.0061 | 1.0189 | 0 | 1.0189 | 20.6776 | 89.8307 | 0 | 1.3401 | 1.3401 | 0.15966 | 1.3401 | 0 | 0.41349 | 2.6296 | 0 | 9.2931
2025-10-15 11:00 | 0.52672 | 49.1579 | -1.5891 | 9.2872 | 0.59287 | 1.8854 | 0.32971 | 0.32971 | 0.32971 | 571.8412 | 0.80499 | 0 | 0 | 1.8854 | 0.34706 | 0.32971 | 0 | 0 | 0.73337 | 6.0061 | 0.73337 | 0 | 0.73337 | 21.3335 | 92.6803 | 0 | 1.1755 | 1.1755 | 0.14004 | 1.1755 | 0 | 0.36268 | 1.5083 | 0 | 7.8916
2025-10-15 12:00 | 0.48152 | 47.0435 | 20.4336 | 16.6729 | 0.52962 | 1.6843 | 0.46137 | 0.46137 | 0.46137 | 365.063 | 0.67077 | 0 | 0 | 1.6843 | 0.48565 | 0.46137 | 0 | 0 | 0.52786 | 6.0061 | 0.52786 | 0 | 0.52786 | 21.8057 | 94.7314 | 0 | 1.6448 | 1.6448 | 0.19596 | 1.6448 | 0 | 0.5075 | 1.3474 | 0 | 7.6904
2025-10-15 13:00 | 0.32338 | 40.6642 | 39.0361 | 30.2606 | 0.32456 | 1.0321 | 0.55846 | 0.55846 | 0.55846 | 184.8224 | 0.064357 | 0 | 0 | 1.0321 | 0.58785 | 0.55846 | 0 | 0 | 0.37995 | 6.0061 | 0.37995 | 0 | 0.37995 | 22.1455 | 96.2078 | 0 | 1.991 | 1.991 | 0.2372 | 1.991 | 0 | 0.6143 | 0.82572 | 0 | 7.0383
2025-10-15 14:00 | 0.4649 | 31.4157 | 53.3864 | 44.7111 | 0.60359 | 1.9195 | 0.66386 | 0.66386 | 0.66386 | 289.1436 | 0.94724 | 0 | 0 | 1.9195 | 0.6988 | 0.66386 | 0 | 0 | 0.27348 | 6.0061 | 0.27348 | 0 | 0.27348 | 22.3901 | 97.2704 | 0 | 2.3668 | 2.3668 | 0.28197 | 2.3668 | 0 | 0.73025 | 1.5356 | 0 | 7.9257
2025-10-15 15:00 | 0.38231 | 20.4637 | 64.4963 | 59.3924 | 0.55164 | 1.7543 | 0.43518 | 0.43518 | 0.43518 | 403.1252 | 1.0994 | 0 | 0 | 1.7543 | 0.45808 | 0.43518 | 0 | 0 | 0.19684 | 6.0061 | 0.19684 | 0 | 0.19684 | 22.5662 | 98.0353 | 0 | 1.5515 | 1.5515 | 0.18484 | 1.5515 | 0 | 0.4787 | 1.4035 | 0 | 7.7605
2025-10-15 16:00 | 0.13787 | 8.5359 | 73.5749 | 74.1602 | 0.23771 | 0.75595 | 0.72464 | 0.72464 | 0.72464 | 104.3211 | 0 | 0 | 0 | 0.75595 | 0.76278 | 0.72464 | 0 | 0 | 0.14168 | 6.0061 | 0 | 0.0068267 | -0.0068267 | 22.5585 | 98.0022 | 0 | 2.5834 | 2.5834 | 0.30778 | 2.5834 | 0 | 0.79711 | 0.60476 | 0 | 6.7621
2025-10-15 17:00 | 0.0019684 | 0 | 81.5782 | 90 | 0 | 0 | 0.71936 | 0.71936 | 0.71936 | 0 | 0 | 1.1102e-16 | 0 | 0 | 0.75722 | 0.71936 | 0 | 0 | 0.20977 | 6.0061 | 0 | 0.75722 | -0.75722 | 21.7119 | 94.3242 | 0 | 2.5646 | 2.5646 | 0.30554 | 2.5646 | 0 | 0.7913 | 0 | 0 | 6.0061
2025-10-15 18:00 | 0 | 0 | 89.2852 | 90 | 0 | 0 | 0.67297 | 0.67297 | 0.67297 | 0 | 0 | 1.1102e-16 | 0 | 0 | 0.70839 | 0.67297 | 0 | 0 | 0.91503 | 6.0061 | 0 | 0.70839 | -0.70839 | 20.9199 | 90.8835 | 0 | 2.3992 | 2.3992 | 0.28584 | 2.3992 | 0 | 0.74027 | 0 | 0 | 6.0061
2025-10-15 19:00 | 0 | 0 | 97.5002 | 90 | 0 | 0 | 0.78485 | 0.78485 | 0.78485 | 0 | 0 | 1.1102e-16 | 0 | 0 | 0.82616 | 0.78485 | 0 | 0 | 1.4449 | 6.0061 | 0 | 0.82616 | -0.82616 | 19.9962 | 86.8707 | 0 | 2.7981 | 2.7981 | 0.33335 | 2.7981 | 0 | 0.86333 | 0 | 0 | 6.0061
2025-10-15 20:00 | 0 | 0 | 107.3719 | 90 | 0 | 0 | 0.70731 | 0.70731 | 0.70731 | 0 | 0 | 1.1102e-16 | 0 | 0 | 0.74453 | 0.70731 | 0 | 0 | 2.0304 | 6.0061 | 0 | 0.74453 | -0.74453 | 19.1638 | 83.2544 | 0 | 2.5216 | 2.5216 | 0.30042 | 2.5216 | 0 | 0.77804 | 0 | 0 | 6.0061
2025-10-15 21:00 | 0 | 0 | 121.0449 | 90 | 0 | 0 | 0.53092 | 0.53092 | 0.53092 | 0 | 0 | 0 | 0 | 0 | 0.55886 | 0.53092 | 0 | 0 | 2.5027 | 6.0061 | 0 | 0.55886 | -0.55886 | 18.539 | 80.54 | 0 | 1.8928 | 1.8928 | 0.2255 | 1.8928 | 0 | 0.58401 | 0 | 0 | 6.0061
2025-10-15 22:00 | 0 | 0 | 142.8639 | 90 | 0 | 0 | 0.60744 | 0.60744 | 0.60744 | 0 | 0 | 1.1102e-16 | 0 | 0 | 0.63941 | 0.60744 | 0 | 0 | 2.8035 | 6.0061 | 0 | 0.63941 | -0.63941 | 17.8241 | 77.4342 | 0 | 2.1656 | 2.1656 | 0.258 | 2.1656 | 0 | 0.66819 | 0 | 0 | 6.0061
2025-10-15 23:00 | 0 | 0 | 177.2711 | 90 | 0 | 0 | 0.52915 | 0.52915 | 0.52915 | 0 | 0 | 0 | 0 | 0 | 0.557 | 0.52915 | 0 | 0 | 3.203 | 6.0061 | 0 | 0.557 | -0.557 | 17.2014 | 74.7288 | 0 | 1.8865 | 1.8865 | 0.22475 | 1.8865 | 0 | 0.58207 | 0 | 0 | 6.0061
2025-10-16 | 0 | 0 | -146.4124 | 90 | 0 | 0 | 0.33632 | 0.33632 | 0.33632 | 0 | 0 | 5.5511e-17 | 0 | 0 | 0.35402 | 0.33632 | 0 | 0 | 3.5278 | 6.0061 | 0 | 0.35402 | -0.35402 | 16.8056 | 73.0093 | 0 | 1.199 | 1.199 | 0.14284 | 1.199 | 0 | 0.36995 | 0 | 0 | 6.0061
2025-10-16 01:00 | 0 | 0 | -122.9467 | 90 | 0 | 0 | 0.32717 | 0.32717 | 0.32717 | 0 | 0 | 5.5511e-17 | 0 | 0 | 0.34439 | 0.32717 | 0 | 0 | 3.6829 | 6.0061 | 0 | 0.34439 | -0.34439 | 16.4205 | 71.3365 | 0 | 1.1664 | 1.1664 | 0.13896 | 1.1664 | 0 | 0.35989 | 0 | 0 | 6.0061
2025-10-16 02:00 | 0 | 0 | -108.5308 | 90 | 0 | 0 | 0.43654 | 0.43654 | 0.43654 | 0 | 0 | 5.5511e-17 | 0 | 0 | 0.45951 | 0.43654 | 0 | 0 | 3.8661 | 6.0061 | 0 | 0.45951 | -0.45951 | 15.9068 | 69.1046 | 0 | 1.5563 | 1.5563 | 0.18541 | 1.5563 | 0 | 0.48019 | 0 | 0 | 6.0061
2025-10-16 03:00 | 0 | 0 | -98.3491 | 90 | 0 | 0 | 0.36766 | 0.36766 | 0.36766 | 0 | 0 | 5.5511e-17 | 0 | 0 | 0.38701 | 0.36766 | 0 | 0 | 4.1702 | 5.9921 | 0 | 0.38701 | -0.38701 | 15.4741 | 67.2249 | 0 | 1.3108 | 1.3108 | 0.15616 | 1.3108 | 0 | 0.40443 | 0 | 0 | 5.9921
2025-10-16 04:00 | 0 | 0 | -90.0212 | 90 | 0 | 0 | 0.41231 | 0.41231 | 0.41231 | 0 | 0 | 5.5511e-17 | 0 | 0 | 0.43401 | 0.41231 | 0 | 0 | 4.399 | 5.6051 | 0 | 0.43401 | -0.43401 | 14.9888 | 65.1168 | 0 | 1.4699 | 1.4699 | 0.17512 | 1.4699 | 0 | 0.45354 | 0 | 0 | 5.6051
2025-10-16 05:00 | 2.7201e-05 | 0 | -82.3143 | 90 | 0 | 0 | 0.38029 | 0.38029 | 0.38029 | 0 | 0 | 5.5511e-17 | 0 | 0 | 0.40031 | 0.38029 | 0 | 0 | 4.6769 | 5.1711 | 0 | 0.40031 | -0.40031 | 14.5413 | 63.1725 | 0 | 1.3558 | 1.3558 | 0.16152 | 1.3558 | 0 | 0.41832 | 0 | 0 | 5.1711
2025-10-16 06:00 | 0.076883 | 6.6514 | -74.4038 | 76.1968 | 0.10869 | 0.34567 | 0.30572 | 0.30572 | 0.30572 | 113.0671 | 0 | 0 | 0 | 0.34567 | 0.32181 | 0.30572 | 0 | 0 | 4.9202 | 4.7708 | 0.023858 | 0 | 0.023858 | 14.5626 | 63.2652 | 0 | 1.0899 | 1.0899 | 0.12985 | 1.0899 | 0 | 0.33629 | 0.27653 | 0 | 5.1165
2025-10-16 07:00 | 0.20191 | 18.6509 | -65.5255 | 61.4406 | 0.23142 | 0.73596 | 0.48137 | 0.48137 | 0.48137 | 152.887 | 0 | 0 | 0 | 0.73596 | 0.50671 | 0.48137 | 0 | 0 | 4.7906 | 4.7899 | 0.22925 | 0 | 0.22925 | 14.7677 | 64.156 | 0 | 1.7162 | 1.7162 | 0.20446 | 1.7162 | 0 | 0.52951 | 0.58877 | 0 | 5.5259
2025-10-16 08:00 | 0.44814 | 29.7374 | -54.7657 | 46.7666 | 0.59097 | 1.8794 | 0.38548 | 0.38548 | 0.38548 | 487.5387 | 0 | 0 | 0 | 1.8794 | 0.40577 | 0.38548 | 0 | 0 | 4.5799 | 4.9733 | 1.4736 | 0 | 1.4736 | 16.0857 | 69.882 | 0 | 1.3743 | 1.3743 | 0.16373 | 1.3743 | 0 | 0.42403 | 1.5035 | 0 | 6.8527
2025-10-16 09:00 | 0.61119 | 39.2343 | -40.9631 | 32.3071 | 0.79915 | 2.5414 | 0.48156 | 0.48156 | 0.48156 | 527.7505 | 0 | 0 | 0 | 2.5414 | 0.50691 | 0.48156 | 0 | 0 | 3.5305 | 6.0061 | 2.0345 | 0 | 2.0345 | 17.9055 | 77.7876 | 0 | 1.7168 | 1.7168 | 0.20454 | 1.7168 | 0 | 0.52972 | 2.0332 | 0 | 8.5476
2025-10-16 10:00 | 0.62676 | 46.0463 | -23.0478 | 18.5906 | 0.78287 | 2.4897 | 0.32133 | 0.32133 | 0.32133 | 774.7923 | 0 | 0 | 0 | 2.4897 | 0.33825 | 0.32133 | 0 | 0 | 2.2562 | 6.0061 | 2.1514 | 0 | 2.1514 | 19.8298 | 86.1474 | 0 | 1.1456 | 1.1456 | 0.13648 | 1.1456 | 0 | 0.35347 | 1.9917 | 0 | 8.4958
2025-10-16 11:00 | 0.77333 | 48.7895 | -1.4924 | 9.6487 | 1.0045 | 3.1944 | 0.46797 | 0.46797 | 0.46797 | 682.6214 | 1.6571 | 0 | 0 | 3.1944 | 0.4926 | 0.46797 | 0 | 0 | 1.0448 | 6.0061 | 1.0448 | 0 | 1.0448 | 20.7643 | 90.2072 | 0 | 1.6684 | 1.6684 | 0.19876 | 1.6684 | 0 | 0.51476 | 2.5556 | 0 | 9.2006
2025-10-16 12:00 | 0.84652 | 46.6744 | 20.3476 | 16.9218 | 1.1106 | 3.532 | 0.82393 | 0.82393 | 0.82393 | 428.6801 | 1.9585 | 0 | 0 | 3.532 | 0.8673 | 0.82393 | 0 | 0 | 0.70622 | 6.0061 | 0.70622 | 0 | 0.70622 | 21.3959 | 92.9513 | 0 | 2.9374 | 2.9374 | 0.34995 | 2.9374 | 0 | 0.90633 | 2.8256 | 0 | 9.5382
2025-10-16 13:00 | 0.75671 | 40.3239 | 38.833 | 30.418 | 1.0056 | 3.1979 | 0.58545 | 0.58545 | 0.58545 | 546.2335 | 2.0734 | 0 | 0 | 3.1979 | 0.61627 | 0.58545 | 0 | 0 | 0.50832 | 6.0061 | 0.50832 | 0 | 0.50832 | 21.8506 | 94.9265 | 0 | 2.0872 | 2.0872 | 0.24866 | 2.0872 | 0 | 0.644 | 2.5584 | 0 | 9.2041
2025-10-16 14:00 | 0.56624 | 31.1108 | 53.1335 | 44.827 | 0.77228 | 2.456 | 0.81 | 0.81 | 0.81 | 303.2048 | 1.2375 | 0 | 0 | 2.456 | 0.85264 | 0.81 | 0 | 0 | 0.36588 | 6.0061 | 0.36588 | 0 | 0.36588 | 22.1778 | 96.3482 | 0 | 2.8878 | 2.8878 | 0.34404 | 2.8878 | 0 | 0.891 | 1.9648 | 0 | 8.4621
2025-10-16 15:00 | 0.36702 | 20.1888 | 64.2262 | 59.4833 | 0.53389 | 1.6978 | 0.77414 | 0.77414 | 0.77414 | 219.3215 | 0.61961 | 0 | 0 | 1.6978 | 0.81488 | 0.77414 | 0 | 0 | 0.26335 | 6.0061 | 0.26335 | 0 | 0.26335 | 22.4134 | 97.3715 | 0 | 2.7599 | 2.7599 | 0.3288 | 2.7599 | 0 | 0.85155 | 1.3583 | 0 | 7.704
2025-10-16 16:00 | 0.1246 | 8.2829 | 73.2968 | 74.2324 | 0.21026 | 0.66866 | 0.63394 | 0.63394 | 0.63394 | 105.4777 | 0 | 0 | 0 | 0.66866 | 0.6673 | 0.63394 | 0 | 0 | 0.18956 | 6.0061 | 0.0013599 | 0 | 0.0013599 | 22.4146 | 97.3768 | 0 | 2.2601 | 2.2601 | 0.26925 | 2.2601 | 0 | 0.69733 | 0.53493 | 0 | 6.6748
2025-10-16 17:00 | 0.0025227 | 0 | 81.2905 | 90 | 0 | 0 | 0.63704 | 0.63704 | 0.63704 | 0 | 0 | 0 | 0 | 0 | 0.67057 | 0.63704 | 0 | 0 | 0.27148 | 6.0061 | 0 | 0.67057 | -0.67057 | 21.6649 | 94.1198 | 0 | 2.2711 | 2.2711 | 0.27057 | 2.2711 | 0 | 0.70074 | 0 | 0 | 6.0061
2025-10-16 18:00 | 0 | 0 | 88.9809 | 90 | 0 | 0 | 0.78925 | 0.78925 | 0.78925 | 0 | 0 | 1.1102e-16 | 0 | 0 | 0.83078 | 0.78925 | 0 | 0 | 0.90939 | 6.0061 | 0 | 0.83078 | -0.83078 | 20.736 | 90.0845 | 0 | 2.8138 | 2.8138 | 0.33522 | 2.8138 | 0 | 0.86817 | 0 | 0 | 6.0061
2025-10-16 19:00 | 0 | 0 | 97.169 | 90 | 0 | 0 | 0.89604 | 0.89604 | 0.89604 | 0 | 0 | 1.1102e-16 | 0 | 0 | 0.9432 | 0.89604 | 0 | 0 | 1.567 | 6.0061 | 0 | 0.9432 | -0.9432 | 19.6815 | 85.5033 | 0 | 3.1945 | 3.1945 | 0.38058 | 3.1945 | 0 | 0.98564 | 0 | 0 | 6.0061
2025-10-16 20:00 | 0 | 0 | 107.0034 | 90 | 0 | 0 | 0.62553 | 0.62553 | 0.62553 | 0 | 0 | 0 | 0 | 0 | 0.65845 | 0.62553 | 0 | 0 | 2.2464 | 6.0061 | 0 | 0.65845 | -0.65845 | 18.9453 | 82.3051 | 0 | 2.2301 | 2.2301 | 0.26568 | 2.2301 | 0 | 0.68808 | 0 | 0 | 6.0061
2025-10-16 21:00 | 0 | 0 | 120.6445 | 90 | 0 | 0 | 0.66708 | 0.66708 | 0.66708 | 0 | 0 | 1.1102e-16 | 0 | 0 | 0.70219 | 0.66708 | 0 | 0 | 2.6185 | 6.0061 | 0 | 0.70219 | -0.70219 | 18.1603 | 78.8945 | 0 | 2.3782 | 2.3782 | 0.28333 | 2.3782 | 0 | 0.73378 | 0 | 0 | 6.0061
2025-10-16 22:00 | 0 | 0 | 142.5377 | 90 | 0 | 0 | 0.5156 | 0.5156 | 0.5156 | 0 | 0 | 1.1102e-16 | 0 | 0 | 0.54274 | 0.5156 | 0 | 0 | 3.0512 | 6.0061 | 0 | 0.54274 | -0.54274 | 17.5535 | 76.2584 | 0 | 1.8382 | 1.8382 | 0.21899 | 1.8382 | 0 | 0.56716 | 0 | 0 | 6.0061
2025-10-16 23:00 | 0 | 0 | 177.3769 | 90 | 0 | 0 | 0.71099 | 0.71099 | 0.71099 | 0 | 0 | 1.1102e-16 | 0 | 0 | 0.74841 | 0.71099 | 0 | 0 | 3.3433 | 6.0061 | 0 | 0.74841 | -0.74841 | 16.7167 | 72.6232 | 0 | 2.5348 | 2.5348 | 0.30198 | 2.5348 | 0 | 0.78209 | 0 | 0 | 6.0061
2025-10-17 | 0 | 0 | -145.8939 | 90 | 0 | 0 | 0.37202 | 0.37202 | 0.37202 | 0 | 0 | 0 | 0 | 0 | 0.3916 | 0.37202 | 0 | 0 | 3.8457 | 6.0061 | 0 | 0.3916 | -0.3916 | 16.2789 | 70.7212 | 0 | 1.3263 | 1.3263 | 0.15801 | 1.3263 | 0 | 0.40922 | 0 | 0 | 6.0061
2025-10-17 01:00 | 0 | 0 | -122.4138 | 90 | 0 | 0 | 0.23702 | 0.23702 | 0.23702 | 0 | 0 | 2.7756e-17 | 0 | 0 | 0.24949 | 0.23702 | 0 | 0 | 4.0075 | 6.0061 | 0 | 0.24949 | -0.24949 | 16 | 69.5094 | 0 | 0.845 | 0.845 | 0.10067 | 0.845 | 0 | 0.26072 | 0 | 0 | 6.0061
2025-10-17 02:00 | 0 | 0 | -108.0721 | 90 | 0 | 0 | 0.25234 | 0.25234 | 0.25234 | 0 | 0 | 5.5511e-17 | 0 | 0 | 0.26562 | 0.25234 | 0 | 0 | 4.088 | 6.0061 | 0 | 0.26562 | -0.26562 | 15.703 | 68.2193 | 0 | 0.89961 | 0.89961 | 0.10718 | 0.89961 | 0 | 0.27757 | 0 | 0 | 6.0061
2025-10-17 03:00 | 0 | 0 | -97.9497 | 90 | 0 | 0 | 0.36963 | 0.36963 | 0.36963 | 0 | 0 | 0 | 0 | 0 | 0.38909 | 0.36963 | 0 | 0 | 4.225 | 5.8099 | 0 | 0.38909 | -0.38909 | 15.268 | 66.3294 | 0 | 1.3178 | 1.3178 | 0.157 | 1.3178 | 0 | 0.4066 | 0 | 0 | 5.8099
2025-10-17 04:00 | 0 | 0 | -89.6588 | 90 | 0 | 0 | 0.34882 | 0.34882 | 0.34882 | 0 | 0 | 0 | 0 | 0 | 0.36718 | 0.34882 | 0 | 0 | 4.4887 | 5.4208 | 0 | 0.36718 | -0.36718 | 14.8575 | 64.546 | 0 | 1.2436 | 1.2436 | 0.14816 | 1.2436 | 0 | 0.3837 | 0 | 0 | 5.4208
2025-10-17 05:00 | 4.2062e-06 | 0 | -81.9714 | 90 | 0 | 0 | 0.32156 | 0.32156 | 0.32156 | 0 | 0 | 5.5511e-17 | 0 | 0 | 0.33848 | 0.32156 | 0 | 0 | 4.7207 | 5.0536 | 0 | 0.33848 | -0.33848 | 14.479 | 62.9019 | 0 | 1.1464 | 1.1464 | 0.13658 | 1.1464 | 0 | 0.35371 | 0 | 0 | 5.0536
2025-10-17 06:00 | 0.063975 | 6.4912 | -74.0674 | 76.1602 | 0.078842 | 0.25073 | 0.41127 | 0.41127 | 0.41127 | 60.9655 | 0 | 5.5511e-17 | 0 | 0.25073 | 0.43291 | 0.41127 | 0 | 0 | 4.9251 | 4.7151 | 0 | 0.18218 | -0.18218 | 14.2753 | 62.017 | 0 | 1.4662 | 1.4662 | 0.17468 | 1.4662 | 0 | 0.45239 | 0.20059 | 0 | 4.9658
2025-10-17 07:00 | 0.30393 | 18.4649 | -65.1874 | 61.423 | 0.44342 | 1.4101 | 0.40174 | 0.40174 | 0.40174 | 351.0132 | 0 | 0 | 0 | 1.4101 | 0.42288 | 0.40174 | 0 | 0 | 4.9928 | 4.5329 | 0.98727 | 0 | 0.98727 | 15.1584 | 65.8533 | 0 | 1.4322 | 1.4322 | 0.17063 | 1.4322 | 0 | 0.44191 | 1.1281 | 0 | 5.9431
2025-10-17 08:00 | 0.25923 | 29.5139 | -54.4257 | 46.7745 | 0.26715 | 0.84958 | 0.35508 | 0.35508 | 0.35508 | 239.2648 | 0 | 0 | 0 | 0.84958 | 0.37377 | 0.35508 | 0 | 0 | 4.2144 | 5.3227 | 0.47581 | 0 | 0.47581 | 15.5839 | 67.7021 | 0 | 1.2659 | 1.2659 | 0.15081 | 1.2659 | 0 | 0.39059 | 0.67967 | 0 | 6.1723
2025-10-17 09:00 | 0.41459 | 38.961 | -40.6405 | 32.3567 | 0.46195 | 1.4691 | 0.39046 | 0.39046 | 0.39046 | 376.2426 | 0 | 0 | 0 | 1.4691 | 0.41102 | 0.39046 | 0 | 0 | 3.9643 | 5.7034 | 1.0581 | 0 | 1.0581 | 16.5303 | 71.8135 | 0 | 1.3921 | 1.3921 | 0.16584 | 1.3921 | 0 | 0.42951 | 1.1753 | 0 | 7.1725
2025-10-17 10:00 | 0.43033 | 45.7184 | -22.7997 | 18.7329 | 0.45804 | 1.4567 | 0.53389 | 0.53389 | 0.53389 | 272.8369 | 0 | 0 | 0 | 1.4567 | 0.56199 | 0.53389 | 0 | 0 | 3.3037 | 6.0061 | 0.89466 | 0 | 0.89466 | 17.3305 | 75.2899 | 0 | 1.9034 | 1.9034 | 0.22676 | 1.9034 | 0 | 0.58728 | 1.1653 | 0 | 7.4628
2025-10-17 11:00 | 0.51084 | 48.4239 | -1.4013 | 10.0086 | 0.5725 | 1.8207 | 0.37779 | 0.37779 | 0.37779 | 481.9205 | 0 | 0 | 0 | 1.8207 | 0.39768 | 0.37779 | 0 | 0 | 2.8356 | 6.0061 | 1.423 | 0 | 1.423 | 18.6033 | 80.8192 | 0 | 1.3469 | 1.3469 | 0.16046 | 1.3469 | 0 | 0.41557 | 1.4565 | 0 | 7.8268
2025-10-17 12:00 | 0.66104 | 46.3088 | 20.2602 | 17.1713 | 0.84232 | 2.6787 | 0.88451 | 0.88451 | 0.88451 | 302.8453 | 0 | 0 | 0 | 2.6787 | 0.93107 | 0.88451 | 0 | 0 | 2.0011 | 6.0061 | 1.7476 | 0 | 1.7476 | 20.1664 | 87.61 | 0 | 3.1534 | 3.1534 | 0.37568 | 3.1534 | 0 | 0.97296 | 2.143 | 0 | 8.6849
2025-10-17 13:00 | 0.51639 | 39.987 | 38.6309 | 30.5753 | 0.63187 | 2.0095 | 0.67606 | 0.67606 | 0.67606 | 297.2327 | 0.29347 | 0 | 0 | 2.0095 | 0.71164 | 0.67606 | 0 | 0 | 1.0044 | 6.0061 | 1.0044 | 0 | 1.0044 | 21.0647 | 91.5126 | 0 | 2.4102 | 2.4102 | 0.28715 | 2.4102 | 0 | 0.74367 | 1.6076 | 0 | 8.0156
2025-10-17 14:00 | 0.3636 | 30.8093 | 52.8823 | 44.9419 | 0.42667 | 1.3569 | 1.1302 | 1.1302 | 1.1302 | 120.0602 | 0 | 0 | 0 | 1.3569 | 1.1897 | 1.1302 | 0 | 0 | 0.61207 | 6.0061 | 0.16723 | 0 | 0.16723 | 21.2143 | 92.1625 | 0 | 4.0292 | 4.0292 | 0.48002 | 4.0292 | 0 | 1.2432 | 1.0855 | 0 | 7.363
2025-10-17 15:00 | 0.14492 | 19.9174 | 63.9576 | 59.5725 | 0.14308 | 0.45502 | 0.60025 | 0.60025 | 0.60025 | 75.8057 | 0 | 0 | 0 | 0.45502 | 0.63184 | 0.60025 | 0 | 0 | 0.75977 | 6.0061 | 0 | 0.17682 | -0.17682 | 21.0166 | 91.3036 | 0 | 2.14 | 2.14 | 0.25495 | 2.14 | 0 | 0.66027 | 0.36402 | 0 | 6.4612
2025-10-17 16:00 | 0.080934 | 8.0336 | 73.0199 | 74.3024 | 0.097937 | 0.31146 | 0.92021 | 0.92021 | 0.92021 | 33.846 | 0 | 0 | 0 | 0.31146 | 0.96864 | 0.92021 | 0 | 0 | 1.0561 | 6.0061 | 0 | 0.65719 | -0.65719 | 20.2819 | 88.1116 | 0 | 3.2807 | 3.2807 | 0.39085 | 3.2807 | 0 | 1.0122 | 0.24916 | 0 | 6.3176
2025-10-17 17:00 | 0.0010009 | 0 | 81.0036 | 90 | 0 | 0 | 0.78215 | 0.78215 | 0.78215 | 0 | 0 | 1.1102e-16 | 0 | 0 | 0.82332 | 0.78215 | 0 | 0 | 1.6785 | 6.0061 | 0 | 0.82332 | -0.82332 | 19.3614 | 84.1126 | 0 | 2.7885 | 2.7885 | 0.33221 | 2.7885 | 0 | 0.86037 | 0 | 0 | 6.0061
2025-10-17 18:00 | 0 | 0 | 88.6768 | 90 | 0 | 0 | 0.90442 | 0.90442 | 0.90442 | 0 | 0 | 1.1102e-16 | 0 | 0 | 0.95203 | 0.90442 | 0 | 0 | 2.33 | 6.0061 | 0 | 0.95203 | -0.95203 | 18.297 | 79.4885 | 0 | 3.2244 | 3.2244 | 0.38414 | 3.2244 | 0 | 0.99487 | 0 | 0 | 6.0061
2025-10-17 19:00 | 0 | 0 | 96.8374 | 90 | 0 | 0 | 0.76923 | 0.76923 | 0.76923 | 0 | 0 | 1.1102e-16 | 0 | 0 | 0.80971 | 0.76923 | 0 | 0 | 3.0187 | 6.0061 | 0 | 0.80971 | -0.80971 | 17.3917 | 75.5556 | 0 | 2.7424 | 2.7424 | 0.32672 | 2.7424 | 0 | 0.84615 | 0 | 0 | 6.0061
2025-10-17 20:00 | 0 | 0 | 106.633 | 90 | 0 | 0 | 0.67744 | 0.67744 | 0.67744 | 0 | 0 | 0 | 0 | 0 | 0.71309 | 0.67744 | 0 | 0 | 3.5258 | 6.0061 | 0 | 0.71309 | -0.71309 | 16.5944 | 72.0921 | 0 | 2.4151 | 2.4151 | 0.28773 | 2.4151 | 0 | 0.74518 | 0 | 0 | 6.0061
2025-10-17 21:00 | 0 | 0 | 120.239 | 90 | 0 | 0 | 0.75447 | 0.75447 | 0.75447 | 0 | 0 | 1.1102e-16 | 0 | 0 | 0.79418 | 0.75447 | 0 | 0 | 3.9445 | 6.0061 | 0 | 0.79418 | -0.79418 | 15.7065 | 68.2346 | 0 | 2.6898 | 2.6898 | 0.32045 | 2.6898 | 0 | 0.82992 | 0 | 0 | 6.0061
2025-10-17 22:00 | 0 | 0 | 142.2017 | 90 | 0 | 0 | 0.95585 | 0.95585 | 0.95585 | 0 | 0 | 2.2204e-16 | 0 | 0 | 1.0062 | 0.95585 | 0 | 0 | 4.4501 | 5.813 | 0 | 1.0062 | -1.0062 | 14.5816 | 63.3476 | 0 | 3.4077 | 3.4077 | 0.40598 | 3.4077 | 0 | 1.0514 | 0 | 0 | 5.813
2025-10-17 23:00 | 0 | 0 | 177.479 | 90 | 0 | 0 | 0.9443 | 0.9443 | 0.9443 | 0 | 0 | 1.1102e-16 | 0 | 0 | 0.994 | 0.9443 | 0 | 0 | 5.1396 | 4.8069 | 0 | 0.994 | -0.994 | 13.4703 | 58.5196 | 0 | 3.3665 | 3.3665 | 0.40108 | 3.3665 | 0 | 1.0387 | 0 | 0 | 4.8069
2025-10-18 | 0 | 0 | -145.3731 | 90 | 0 | 0 | 0.37251 | 0.37251 | 0.37251 | 0 | 0 | 5.5511e-17 | 0 | 0 | 0.39212 | 0.37251 | 0 | 0 | 5.143 | 3.8129 | 0 | 0.39212 | -0.39212 | 13.0319 | 56.615 | 0 | 1.328 | 1.328 | 0.15822 | 1.328 | 0 | 0.40976 | 0 | 0 | 3.8129
2025-10-18 01:00 | 0 | 0 | -121.8824 | 90 | 0 | 0 | 0.37311 | 0.37311 | 0.37311 | 0 | 0 | 5.5511e-17 | 0 | 0 | 0.39275 | 0.37311 | 0 | 0 | 5.143 | 3.4208 | 0 | 0.39275 | -0.39275 | 12.5928 | 54.7074 | 0 | 1.3302 | 1.3302 | 0.15847 | 1.3302 | 0 | 0.41043 | 0 | 0 | 3.4208
2025-10-18 02:00 | 0 | 0 | -107.6164 | 90 | 0 | 0 | 0.38912 | 0.38912 | 0.38912 | 0 | 0 | 0 | 0 | 0 | 0.4096 | 0.38912 | 0 | 0 | 5.143 | 3.028 | 0 | 0.4096 | -0.4096 | 12.1348 | 52.7179 | 0 | 1.3872 | 1.3872 | 0.16527 | 1.3872 | 0 | 0.42803 | 0 | 0 | 3.028
2025-10-18 03:00 | 0 | 0 | -97.5537 | 90 | 0 | 0 | 0.30831 | 0.30831 | 0.30831 | 0 | 0 | 5.5511e-17 | 0 | 0 | 0.32453 | 0.30831 | 0 | 0 | 5.143 | 2.6184 | 0 | 0.32453 | -0.32453 | 11.772 | 51.1416 | 0 | 1.0992 | 1.0992 | 0.13095 | 1.0992 | 0 | 0.33914 | 0 | 0 | 2.6184
2025-10-18 04:00 | 0 | 0 | -89.2999 | 90 | 0 | 0 | 0.27496 | 0.27496 | 0.27496 | 0 | 0 | 5.5511e-17 | 0 | 0 | 0.28943 | 0.27496 | 0 | 0 | 5.143 | 2.2939 | 0 | 0.28943 | -0.28943 | 11.4484 | 49.7358 | 0 | 0.98025 | 0.98025 | 0.11678 | 0.98025 | 0 | 0.30245 | 0 | 0 | 2.2939
2025-10-18 05:00 | 0 | 0 | -81.6322 | 90 | 0 | 0 | 0.2925 | 0.2925 | 0.2925 | 0 | 0 | 0 | 0 | 0 | 0.3079 | 0.2925 | 0 | 0 | 5.143 | 2.0044 | 0 | 0.3079 | -0.3079 | 11.1042 | 48.2403 | 0 | 1.0428 | 1.0428 | 0.12424 | 1.0428 | 0 | 0.32175 | 0 | 0 | 2.0044
2025-10-18 06:00 | 0.095501 | 6.3301 | -73.7353 | 76.1268 | 0.18265 | 0.58086 | 0.36031 | 0.36031 | 0.36031 | 161.2126 | 0 | 0 | 0 | 0.58086 | 0.37927 | 0.36031 | 0 | 0 | 5.143 | 1.6965 | 0.20159 | 0 | 0.20159 | 11.2845 | 49.0237 | 0 | 1.2845 | 1.2845 | 0.15304 | 1.2845 | 0 | 0.39634 | 0.46469 | 0 | 2.2774
2025-10-18 07:00 | 0.18621 | 18.278 | -64.8543 | 61.4092 | 0.20798 | 0.6614 | 0.31034 | 0.31034 | 0.31034 | 213.1232 | 0 | 0 | 0 | 0.6614 | 0.32667 | 0.31034 | 0 | 0 | 5.143 | 1.8578 | 0.33473 | 0 | 0.33473 | 11.5839 | 50.3243 | 0 | 1.1064 | 1.1064 | 0.13181 | 1.1064 | 0 | 0.34137 | 0.52912 | 0 | 2.5192
2025-10-18 08:00 | 0.34935 | 29.2896 | -54.0919 | 46.7869 | 0.41422 | 1.3173 | 0.38117 | 0.38117 | 0.38117 | 345.5944 | 0 | 0 | 0 | 1.3173 | 0.40123 | 0.38117 | 0 | 0 | 5.143 | 2.1256 | 0.91606 | 0 | 0.91606 | 12.4032 | 53.8839 | 0 | 1.3589 | 1.3589 | 0.16189 | 1.3589 | 0 | 0.41928 | 1.0538 | 0 | 3.4429
2025-10-18 09:00 | 0.44345 | 38.6878 | -40.3255 | 32.4119 | 0.51314 | 1.6319 | 0.38355 | 0.38355 | 0.38355 | 425.4645 | 0 | 0 | 0 | 1.6319 | 0.40374 | 0.38355 | 0 | 0 | 5.143 | 2.8585 | 1.2281 | 0 | 1.2281 | 13.5017 | 58.656 | 0 | 1.3674 | 1.3674 | 0.16291 | 1.3674 | 0 | 0.4219 | 1.3055 | 0 | 4.4903
2025-10-18 10:00 | 0.6707 | 45.3919 | -22.5597 | 18.882 | 0.86667 | 2.7561 | 0.37294 | 0.37294 | 0.37294 | 739.0394 | 0 | 0 | 0 | 2.7561 | 0.39256 | 0.37294 | 0 | 0 | 4.9295 | 3.841 | 2.3636 | 0 | 2.3636 | 15.6157 | 67.8402 | 0 | 1.3296 | 1.3296 | 0.1584 | 1.3296 | 0 | 0.41023 | 2.2049 | 0 | 6.5971
2025-10-18 11:00 | 0.69149 | 48.0611 | -1.3158 | 10.3665 | 0.88614 | 2.8181 | 0.37266 | 0.37266 | 0.37266 | 756.2146 | 0 | 0 | 0 | 2.8181 | 0.39227 | 0.37266 | 0 | 0 | 3.4415 | 5.7318 | 2.4258 | 0 | 2.4258 | 17.7854 | 77.2662 | 0 | 1.3286 | 1.3286 | 0.15828 | 1.3286 | 0 | 0.40992 | 2.2545 | 0 | 8.5499
2025-10-18 12:00 | 0.67095 | 45.9467 | 20.1713 | 17.4209 | 0.86389 | 2.7473 | 0.44594 | 0.44594 | 0.44594 | 616.0712 | 0.19423 | 0 | 0 | 2.7473 | 0.46941 | 0.44594 | 0 | 0 | 2.0837 | 6.0061 | 2.0837 | 0 | 2.0837 | 19.6491 | 85.3628 | 0 | 1.5898 | 1.5898 | 0.18941 | 1.5898 | 0 | 0.49054 | 2.1979 | 0 | 8.7535
2025-10-18 13:00 | 0.66418 | 39.6538 | 38.4298 | 30.7324 | 0.88651 | 2.8192 | 0.65743 | 0.65743 | 0.65743 | 428.827 | 1.0716 | 0 | 0 | 2.8192 | 0.69203 | 0.65743 | 0 | 0 | 1.0556 | 6.0061 | 1.0556 | 0 | 1.0556 | 20.5933 | 89.4644 | 0 | 2.3438 | 2.3438 | 0.27923 | 2.3438 | 0 | 0.72318 | 2.2554 | 0 | 8.8254
2025-10-18 14:00 | 0.45635 | 30.5114 | 52.6326 | 45.0558 | 0.6043 | 1.9218 | 0.95564 | 0.95564 | 0.95564 | 201.0968 | 0.15604 | 0 | 0 | 1.9218 | 1.0059 | 0.95564 | 0 | 0 | 0.75978 | 6.0061 | 0.75978 | 0 | 0.75978 | 21.2728 | 92.4167 | 0 | 3.407 | 3.407 | 0.40589 | 3.407 | 0 | 1.0512 | 1.5374 | 0 | 7.9279
2025-10-18 15:00 | 0.29047 | 19.6497 | 63.6904 | 59.6599 | 0.40316 | 1.2821 | 0.61951 | 0.61951 | 0.61951 | 206.9533 | 0.083109 | 0 | 0 | 1.2821 | 0.65212 | 0.61951 | 0 | 0 | 0.54688 | 6.0061 | 0.54688 | 0 | 0.54688 | 21.762 | 94.5417 | 0 | 2.2086 | 2.2086 | 0.26313 | 2.2086 | 0 | 0.68146 | 1.0257 | 0 | 7.2883
2025-10-18 16:00 | 0.10213 | 7.788 | 72.7442 | 74.3701 | 0.15984 | 0.50832 | 0.44818 | 0.44818 | 0.44818 | 113.4185 | 0 | 0 | 0 | 0.50832 | 0.47177 | 0.44818 | 0 | 0 | 0.39363 | 6.0061 | 0.03655 | 0 | 0.03655 | 21.7947 | 94.6837 | 0 | 1.5978 | 1.5978 | 0.19036 | 1.5978 | 0 | 0.49299 | 0.40665 | 0 | 6.5145
2025-10-18 17:00 | 0.00098257 | 0 | 80.7175 | 90 | 0 | 0 | 0.54287 | 0.54287 | 0.54287 | 0 | 0 | 1.1102e-16 | 0 | 0 | 0.57145 | 0.54287 | 0 | 0 | 0.53956 | 6.0061 | 0 | 0.57145 | -0.57145 | 21.1558 | 91.9081 | 0 | 1.9354 | 1.9354 | 0.23058 | 1.9354 | 0 | 0.59716 | 0 | 0 | 6.0061
2025-10-18 18:00 | 0 | 0 | 88.3733 | 90 | 0 | 0 | 0.40282 | 0.40282 | 0.40282 | 0 | 0 | 5.5511e-17 | 0 | 0 | 0.42402 | 0.40282 | 0 | 0 | 1.1319 | 6.0061 | 0 | 0.42402 | -0.42402 | 20.6817 | 89.8486 | 0 | 1.4361 | 1.4361 | 0.17109 | 1.4361 | 0 | 0.44311 | 0 | 0 | 6.0061
2025-10-18 19:00 | 0 | 0 | 96.5056 | 90 | 0 | 0 | 0.76884 | 0.76884 | 0.76884 | 0 | 0 | 1.1102e-16 | 0 | 0 | 0.8093 | 0.76884 | 0 | 0 | 1.459 | 6.0061 | 0 | 0.8093 | -0.8093 | 19.7769 | 85.9177 | 0 | 2.741 | 2.741 | 0.32655 | 2.741 | 0 | 0.84572 | 0 | 0 | 6.0061
2025-10-18 20:00 | 0 | 0 | 106.2609 | 90 | 0 | 0 | 0.61875 | 0.61875 | 0.61875 | 0 | 0 | 0 | 0 | 0 | 0.65132 | 0.61875 | 0 | 0 | 2.0961 | 6.0061 | 0 | 0.65132 | -0.65132 | 19.0487 | 82.7542 | 0 | 2.2059 | 2.2059 | 0.2628 | 2.2059 | 0 | 0.68062 | 0 | 0 | 6.0061
2025-10-18 21:00 | 0 | 0 | 119.8285 | 90 | 0 | 0 | 0.75826 | 0.75826 | 0.75826 | 0 | 0 | 0 | 0 | 0 | 0.79817 | 0.75826 | 0 | 0 | 2.5165 | 6.0061 | 0 | 0.79817 | -0.79817 | 18.1563 | 78.8774 | 0 | 2.7033 | 2.7033 | 0.32206 | 2.7033 | 0 | 0.83409 | 0 | 0 | 6.0061
2025-10-18 22:00 | 0 | 0 | 141.8557 | 90 | 0 | 0 | 0.58174 | 0.58174 | 0.58174 | 0 | 0 | 1.1102e-16 | 0 | 0 | 0.61235 | 0.58174 | 0 | 0 | 3.0603 | 6.0061 | 0 | 0.61235 | -0.61235 | 17.4717 | 75.9031 | 0 | 2.074 | 2.074 | 0.24708 | 2.074 | 0 | 0.63991 | 0 | 0 | 6.0061
2025-10-18 23:00 | 0 | 0 | 177.5771 | 90 | 0 | 0 | 0.60336 | 0.60336 | 0.60336 | 0 | 0 | 0 | 0 | 0 | 0.63511 | 0.60336 | 0 | 0 | 3.411 | 6.0061 | 0 | 0.63511 | -0.63511 | 16.7616 | 72.8183 | 0 | 2.151 | 2.151 | 0.25627 | 2.151 | 0 | 0.66369 | 0 | 0 | 6.0061
2025-10-19 | 0 | 0 | -144.8504 | 90 | 0 | 0 | 0.40043 | 0.40043 | 0.40043 | 0 | 0 | 5.5511e-17 | 0 | 0 | 0.42151 | 0.40043 | 0 | 0 | 3.7993 | 6.0061 | 0 | 0.42151 | -0.42151 | 16.2903 | 70.7709 | 0 | 1.4276 | 1.4276 | 0.17008 | 1.4276 | 0 | 0.44048 | 0 | 0 | 6.0061
2025-10-19 01:00 | 0 | 0 | -121.3527 | 90 | 0 | 0 | 0.34777 | 0.34777 | 0.34777 | 0 | 0 | 0 | 0 | 0 | 0.36608 | 0.34777 | 0 | 0 | 4 | 6.0061 | 0 | 0.36608 | -0.36608 | 15.8811 | 68.9929 | 0 | 1.2398 | 1.2398 | 0.14771 | 1.2398 | 0 | 0.38255 | 0 | 0 | 6.0061
2025-10-19 02:00 | 0 | 0 | -107.164 | 90 | 0 | 0 | 0.34112 | 0.34112 | 0.34112 | 0 | 0 | 5.5511e-17 | 0 | 0 | 0.35907 | 0.34112 | 0 | 0 | 4.1857 | 5.9691 | 0 | 0.35907 | -0.35907 | 15.4796 | 67.2488 | 0 | 1.2161 | 1.2161 | 0.14488 | 1.2161 | 0 | 0.37523 | 0 | 0 | 5.9691
2025-10-19 03:00 | 0 | 0 | -97.1613 | 90 | 0 | 0 | 0.28754 | 0.28754 | 0.28754 | 0 | 0 | 5.5511e-17 | 0 | 0 | 0.30267 | 0.28754 | 0 | 0 | 4.3888 | 5.6101 | 0 | 0.30267 | -0.30267 | 15.1412 | 65.7787 | 0 | 1.0251 | 1.0251 | 0.12213 | 1.0251 | 0 | 0.31629 | 0 | 0 | 5.6101
2025-10-19 04:00 | 0 | 0 | -88.9448 | 90 | 0 | 0 | 0.25055 | 0.25055 | 0.25055 | 0 | 0 | 0 | 0 | 0 | 0.26374 | 0.25055 | 0 | 0 | 4.5529 | 5.3074 | 0 | 0.26374 | -0.26374 | 14.8463 | 64.4977 | 0 | 0.89324 | 0.89324 | 0.10642 | 0.89324 | 0 | 0.2756 | 0 | 0 | 5.3074
2025-10-19 05:00 | 0 | 0 | -81.297 | 90 | 0 | 0 | 0.25035 | 0.25035 | 0.25035 | 0 | 0 | 0 | 0 | 0 | 0.26352 | 0.25035 | 0 | 0 | 4.6957 | 5.0437 | 0 | 0.26352 | -0.26352 | 14.5517 | 63.2177 | 0 | 0.89252 | 0.89252 | 0.10633 | 0.89252 | 0 | 0.27538 | 0 | 0 | 5.0437
2025-10-19 06:00 | 0.041539 | 6.1681 | -73.4076 | 76.0966 | 0.042 | 0.13357 | 0.35817 | 0.35817 | 0.35817 | 37.2919 | 0 | 0 | 0 | 0.13357 | 0.37702 | 0.35817 | 0 | 0 | 4.8504 | 4.7801 | 0 | 0.24345 | -0.24345 | 14.2795 | 62.0352 | 0 | 1.2769 | 1.2769 | 0.15213 | 1.2769 | 0 | 0.39398 | 0.10685 | 0 | 4.9137
2025-10-19 07:00 | 0.18519 | 18.0902 | -64.5263 | 61.3992 | 0.20812 | 0.66186 | 0.25344 | 0.25344 | 0.25344 | 261.1478 | 0 | 0 | 0 | 0.66186 | 0.26678 | 0.25344 | 0 | 0 | 4.9923 | 4.5367 | 0.39508 | 0 | 0.39508 | 14.6329 | 63.5704 | 0 | 0.90355 | 0.90355 | 0.10765 | 0.90355 | 0 | 0.27879 | 0.52949 | 0 | 5.1985
2025-10-19 08:00 | 0.45354 | 29.0646 | -53.7643 | 46.8037 | 0.61557 | 1.9576 | 0.39077 | 0.39077 | 0.39077 | 500.9614 | 0 | 0 | 0 | 1.9576 | 0.41134 | 0.39077 | 0 | 0 | 4.6378 | 4.8527 | 1.5463 | 0 | 1.5463 | 16.0159 | 69.5788 | 0 | 1.3932 | 1.3932 | 0.16598 | 1.3932 | 0 | 0.42985 | 1.5661 | 0 | 6.8104
2025-10-19 09:00 | 0.73717 | 38.4146 | -40.0182 | 32.4725 | 0.99774 | 3.173 | 0.23454 | 0.23454 | 0.23454 | 1352.855 | 0 | 0 | 0 | 3.173 | 0.24688 | 0.23454 | 0 | 0 | 3.5459 | 6.0061 | 2.9261 | 0 | 2.9261 | 18.6331 | 80.9487 | 0 | 0.83616 | 0.83616 | 0.099617 | 0.83616 | 0 | 0.25799 | 2.5384 | 0 | 9.1791
2025-10-19 10:00 | 0.77149 | 45.0668 | -22.3276 | 19.0375 | 1.0248 | 3.259 | 0.2806 | 0.2806 | 0.2806 | 1161.458 | 1.3186 | 0 | 0 | 3.259 | 0.29536 | 0.2806 | 0 | 0 | 1.645 | 6.0061 | 1.645 | 0 | 1.645 | 20.1044 | 87.3407 | 0 | 1.0004 | 1.0004 | 0.11918 | 1.0004 | 0 | 0.30866 | 2.6072 | 0 | 9.2652
2025-10-19 11:00 | 0.87246 | 47.7012 | -1.2358 | 10.7222 | 1.1562 | 3.6768 | 0.31195 | 0.31195 | 0.31195 | 1178.655 | 2.4355 | 0 | 0 | 3.6768 | 0.32837 | 0.31195 | 0 | 0 | 0.91294 | 6.0061 | 0.91294 | 0 | 0.91294 | 20.921 | 90.8881 | 0 | 1.1121 | 1.1121 | 0.1325 | 1.1121 | 0 | 0.34315 | 2.9415 | 0 | 9.683
2025-10-19 12:00 | 0.83686 | 45.5883 | 20.0811 | 17.6705 | 1.1131 | 3.5398 | 0.50671 | 0.50671 | 0.50671 | 698.5952 | 2.3493 | 0 | 0 | 3.5398 | 0.53338 | 0.50671 | 0 | 0 | 0.65711 | 6.0061 | 0.65711 | 0 | 0.65711 | 21.5087 | 93.4414 | 0 | 1.8065 | 1.8065 | 0.21522 | 1.8065 | 0 | 0.55738 | 2.8319 | 0 | 9.546
2025-10-19 13:00 | 0.63042 | 39.3244 | 38.2297 | 30.8891 | 0.83952 | 2.6698 | 0.43941 | 0.43941 | 0.43941 | 607.5955 | 1.7343 | 0 | 0 | 2.6698 | 0.46253 | 0.43941 | 0 | 0 | 0.47298 | 6.0061 | 0.47298 | 0 | 0.47298 | 21.9318 | 95.2793 | 0 | 1.5665 | 1.5665 | 0.18663 | 1.5665 | 0 | 0.48335 | 2.1359 | 0 | 8.676
2025-10-19 14:00 | 0.5152 | 30.2172 | 52.3845 | 45.1684 | 0.71181 | 2.2637 | 0.50978 | 0.50978 | 0.50978 | 444.048 | 1.3866 | 0 | 0 | 2.2637 | 0.53661 | 0.50978 | 0 | 0 | 0.34044 | 6.0061 | 0.34044 | 0 | 0.34044 | 22.2363 | 96.6021 | 0 | 1.8174 | 1.8174 | 0.21652 | 1.8174 | 0 | 0.56076 | 1.8109 | 0 | 8.2698
2025-10-19 15:00 | 0.34555 | 19.3857 | 63.4247 | 59.7454 | 0.51634 | 1.6421 | 0.79264 | 0.79264 | 0.79264 | 207.1647 | 0.56267 | 0 | 0 | 1.6421 | 0.83435 | 0.79264 | 0 | 0 | 0.24504 | 6.0061 | 0.24504 | 0 | 0.24504 | 22.4554 | 97.5543 | 0 | 2.8258 | 2.8258 | 0.33666 | 2.8258 | 0 | 0.8719 | 1.3136 | 0 | 7.6482
2025-10-19 16:00 | 0.13928 | 7.5463 | 72.4697 | 74.4354 | 0.27736 | 0.88205 | 0.92788 | 0.92788 | 0.92788 | 95.0605 | 0 | 0 | 0 | 0.88205 | 0.97672 | 0.92788 | 0 | 0 | 0.17637 | 6.0061 | 0 | 0.094669 | -0.094669 | 22.3496 | 97.0945 | 0 | 3.308 | 3.308 | 0.3941 | 3.308 | 0 | 1.0207 | 0.70564 | 0 | 6.8882
2025-10-19 17:00 | 0.00076313 | 0 | 80.4324 | 90 | 0 | 0 | 0.56246 | 0.56246 | 0.56246 | 0 | 0 | 0 | 0 | 0 | 0.59206 | 0.56246 | 0 | 0 | 0.33843 | 6.0061 | 0 | 0.59206 | -0.59206 | 21.6877 | 94.2188 | 0 | 2.0052 | 2.0052 | 0.2389 | 2.0052 | 0 | 0.6187 | 0 | 0 | 6.0061
2025-10-19 18:00 | 0 | 0 | 88.0703 | 90 | 0 | 0 | 0.81331 | 0.81331 | 0.81331 | 0 | 0 | 1.1102e-16 | 0 | 0 | 0.85611 | 0.81331 | 0 | 0 | 0.88861 | 6.0061 | 0 | 0.85611 | -0.85611 | 20.7305 | 90.0605 | 0 | 2.8995 | 2.8995 | 0.34544 | 2.8995 | 0 | 0.89464 | 0 | 0 | 6.0061
2025-10-19 19:00 | 0 | 0 | 96.1736 | 90 | 0 | 0 | 0.87728 | 0.87728 | 0.87728 | 0 | 0 | 1.1102e-16 | 0 | 0 | 0.92346 | 0.87728 | 0 | 0 | 1.5735 | 6.0061 | 0 | 0.92346 | -0.92346 | 19.698 | 85.5751 | 0 | 3.1276 | 3.1276 | 0.37261 | 3.1276 | 0 | 0.96501 | 0 | 0 | 6.0061
2025-10-19 20:00 | 0 | 0 | 105.8871 | 90 | 0 | 0 | 0.55954 | 0.55954 | 0.55954 | 0 | 0 | 1.1102e-16 | 0 | 0 | 0.58899 | 0.55954 | 0 | 0 | 2.2333 | 6.0061 | 0 | 0.58899 | -0.58899 | 19.0395 | 82.7143 | 0 | 1.9948 | 1.9948 | 0.23765 | 1.9948 | 0 | 0.61549 | 0 | 0 | 6.0061
2025-10-19 21:00 | 0 | 0 | 119.4132 | 90 | 0 | 0 | 0.57336 | 0.57336 | 0.57336 | 0 | 0 | 1.1102e-16 | 0 | 0 | 0.60353 | 0.57336 | 0 | 0 | 2.5453 | 6.0061 | 0 | 0.60353 | -0.60353 | 18.3648 | 79.7829 | 0 | 2.0441 | 2.0441 | 0.24352 | 2.0441 | 0 | 0.63069 | 0 | 0 | 6.0061
2025-10-19 22:00 | 0 | 0 | 141.4996 | 90 | 0 | 0 | 0.54918 | 0.54918 | 0.54918 | 0 | 0 | 1.1102e-16 | 0 | 0 | 0.57809 | 0.54918 | 0 | 0 | 2.9011 | 6.0061 | 0 | 0.57809 | -0.57809 | 17.7184 | 76.975 | 0 | 1.9579 | 1.9579 | 0.23326 | 1.9579 | 0 | 0.6041 | 0 | 0 | 6.0061
2025-10-19 23:00 | 0 | 0 | 177.6708 | 90 | 0 | 0 | 0.72118 | 0.72118 | 0.72118 | 0 | 0 | 1.1102e-16 | 0 | 0 | 0.75914 | 0.72118 | 0 | 0 | 3.2453 | 6.0061 | 0 | 0.75914 | -0.75914 | 16.8697 | 73.2878 | 0 | 2.5711 | 2.5711 | 0.30631 | 2.5711 | 0 | 0.7933 | 0 | 0 | 6.0061
2025-10-20 | 0 | 0 | -144.326 | 90 | 0 | 0 | 0.59967 | 0.59967 | 0.59967 | 0 | 0 | 0 | 0 | 0 | 0.63124 | 0.59967 | 0 | 0 | 3.7608 | 6.0061 | 0 | 0.63124 | -0.63124 | 16.1639 | 70.2218 | 0 | 2.1379 | 2.1379 | 0.2547 | 2.1379 | 0 | 0.65964 | 0 | 0 | 6.0061
2025-10-20 01:00 | 0 | 0 | -120.825 | 90 | 0 | 0 | 0.36686 | 0.36686 | 0.36686 | 0 | 0 | 5.5511e-17 | 0 | 0 | 0.38617 | 0.36686 | 0 | 0 | 4.1374 | 6.0061 | 0 | 0.38617 | -0.38617 | 15.7322 | 68.3461 | 0 | 1.3079 | 1.3079 | 0.15582 | 1.3079 | 0 | 0.40355 | 0 | 0 | 6.0061
2025-10-20 02:00 | 0 | 0 | -106.7149 | 90 | 0 | 0 | 0.3555 | 0.3555 | 0.3555 | 0 | 0 | 0 | 0 | 0 | 0.37421 | 0.3555 | 0 | 0 | 4.3034 | 5.836 | 0 | 0.37421 | -0.37421 | 15.3138 | 66.5285 | 0 | 1.2674 | 1.2674 | 0.15099 | 1.2674 | 0 | 0.39105 | 0 | 0 | 5.836
2025-10-20 03:00 | 0 | 0 | -96.7726 | 90 | 0 | 0 | 0.33391 | 0.33391 | 0.33391 | 0 | 0 | 5.5511e-17 | 0 | 0 | 0.35148 | 0.33391 | 0 | 0 | 4.5005 | 5.4618 | 0 | 0.35148 | -0.35148 | 14.9208 | 64.8213 | 0 | 1.1904 | 1.1904 | 0.14182 | 1.1904 | 0 | 0.3673 | 0 | 0 | 5.4618
2025-10-20 04:00 | 0 | 0 | -88.5935 | 90 | 0 | 0 | 0.29287 | 0.29287 | 0.29287 | 0 | 0 | 5.5511e-17 | 0 | 0 | 0.30829 | 0.29287 | 0 | 0 | 4.6974 | 5.1103 | 0 | 0.30829 | -0.30829 | 14.5762 | 63.324 | 0 | 1.0441 | 1.0441 | 0.12439 | 1.0441 | 0 | 0.32216 | 0 | 0 | 5.1103
2025-10-20 05:00 | 0 | 0 | -80.9659 | 90 | 0 | 0 | 0.37027 | 0.37027 | 0.37027 | 0 | 0 | 0 | 0 | 0 | 0.38976 | 0.37027 | 0 | 0 | 4.8679 | 4.802 | 0 | 0.38976 | -0.38976 | 14.1404 | 61.4309 | 0 | 1.3201 | 1.3201 | 0.15727 | 1.3201 | 0 | 0.4073 | 0 | 0 | 4.802
2025-10-20 06:00 | 0.074962 | 6.0053 | -73.0843 | 76.0698 | 0.1236 | 0.39306 | 0.28091 | 0.28091 | 0.28091 | 139.9262 | 0 | 0 | 0 | 0.39306 | 0.29569 | 0.28091 | 0 | 0 | 5.1236 | 4.4122 | 0.097371 | 0 | 0.097371 | 14.2275 | 61.8092 | 0 | 1.0015 | 1.0015 | 0.11931 | 1.0015 | 0 | 0.309 | 0.31445 | 0 | 4.8053
2025-10-20 07:00 | 0.30162 | 17.9015 | -64.2035 | 61.393 | 0.45569 | 1.4492 | 0.43909 | 0.43909 | 0.43909 | 330.0434 | 0 | 0 | 0 | 1.4492 | 0.4622 | 0.43909 | 0 | 0 | 4.9524 | 4.4901 | 0.98698 | 0 | 0.98698 | 15.1103 | 65.6443 | 0 | 1.5654 | 1.5654 | 0.1865 | 1.5654 | 0 | 0.483 | 1.1593 | 0 | 5.9393
2025-10-20 08:00 | 0.31066 | 28.8392 | -53.4431 | 46.825 | 0.35089 | 1.1159 | 0.28581 | 0.28581 | 0.28581 | 390.4331 | 0 | 0 | 0 | 1.1159 | 0.30085 | 0.28581 | 0 | 0 | 4.2119 | 5.2797 | 0.81504 | 0 | 0.81504 | 15.8393 | 68.8113 | 0 | 1.0189 | 1.0189 | 0.12139 | 1.0189 | 0 | 0.31439 | 0.89271 | 0 | 6.3956
2025-10-20 09:00 | 0.42812 | 38.1417 | -39.7184 | 32.5385 | 0.49238 | 1.5658 | 0.35319 | 0.35319 | 0.35319 | 443.3465 | 0 | 0 | 0 | 1.5658 | 0.37178 | 0.35319 | 0 | 0 | 3.7348 | 5.9318 | 1.1941 | 0 | 1.1941 | 16.9073 | 73.4511 | 0 | 1.2592 | 1.2592 | 0.15001 | 1.2592 | 0 | 0.38851 | 1.2527 | 0 | 7.4976
2025-10-20 10:00 | 0.71817 | 44.7433 | -22.1035 | 19.1991 | 0.95224 | 3.0283 | 0.32374 | 0.32374 | 0.32374 | 935.4064 | 0 | 0 | 0 | 3.0283 | 0.34078 | 0.32374 | 0 | 0 | 3.0258 | 6.0061 | 2.6875 | 0 | 2.6875 | 19.3111 | 83.894 | 0 | 1.1542 | 1.1542 | 0.1375 | 1.1542 | 0 | 0.35611 | 2.4226 | 0 | 9.0344
2025-10-20 11:00 | 0.55181 | 47.3444 | -1.1612 | 11.0755 | 0.65116 | 2.0708 | 0.48838 | 0.48838 | 0.48838 | 424.0103 | 0.24724 | 0 | 0 | 2.0708 | 0.51409 | 0.48838 | 0 | 0 | 1.3095 | 6.0061 | 1.3095 | 0 | 1.3095 | 20.4823 | 88.9822 | 0 | 1.7411 | 1.7411 | 0.20743 | 1.7411 | 0 | 0.53722 | 1.6566 | 0 | 8.0769
2025-10-20 12:00 | 0.59444 | 45.2338 | 19.9894 | 17.9196 | 0.74062 | 2.3553 | 0.6409 | 0.6409 | 0.6409 | 367.4989 | 0.8861 | 0 | 0 | 2.3553 | 0.67463 | 0.6409 | 0 | 0 | 0.79456 | 6.0061 | 0.79456 | 0 | 0.79456 | 21.1929 | 92.0696 | 0 | 2.2849 | 2.2849 | 0.27221 | 2.2849 | 0 | 0.70499 | 1.8842 | 0 | 8.3614
2025-10-20 13:00 | 0.55237 | 38.9988 | 38.0304 | 31.045 | 0.71106 | 2.2613 | 0.59131 | 0.59131 | 0.59131 | 382.4216 | 1.067 | 0 | 0 | 2.2613 | 0.62243 | 0.59131 | 0 | 0 | 0.57191 | 6.0061 | 0.57191 | 0 | 0.57191 | 21.7045 | 94.2919 | 0 | 2.1081 | 2.1081 | 0.25115 | 2.1081 | 0 | 0.65044 | 1.809 | 0 | 8.2674
2025-10-20 14:00 | 0.32657 | 29.9268 | 52.1379 | 45.2796 | 0.37095 | 1.1797 | 0.79611 | 0.79611 | 0.79611 | 148.1811 | 0 | 0 | 0 | 1.1797 | 0.83801 | 0.79611 | 0 | 0 | 0.41165 | 6.0061 | 0.34167 | 0 | 0.34167 | 22.0101 | 95.6195 | 0 | 2.8382 | 2.8382 | 0.33814 | 2.8382 | 0 | 0.87572 | 0.94375 | 0 | 7.1858
2025-10-20 15:00 | 0.073487 | 19.1256 | 63.1606 | 59.829 | 0.070059 | 0.2228 | 0.54106 | 0.54106 | 0.54106 | 41.1783 | 0 | 0 | 0 | 0.2228 | 0.56954 | 0.54106 | 0 | 0 | 0.3465 | 6.0061 | 0 | 0.34674 | -0.34674 | 21.6224 | 93.9354 | 0 | 1.929 | 1.929 | 0.22981 | 1.929 | 0 | 0.59517 | 0.17824 | 0 | 6.229
2025-10-20 16:00 | 0.033441 | 7.3087 | 72.1966 | 74.4983 | 0.032345 | 0.10286 | 0.85782 | 0.85782 | 0.85782 | 11.9913 | 0 | 0 | 0 | 0.10286 | 0.90296 | 0.85782 | 0 | 0 | 0.77847 | 6.0061 | 0 | 0.8001 | -0.8001 | 20.7279 | 90.0492 | 0 | 3.0582 | 3.0582 | 0.36434 | 3.0582 | 0 | 0.9436 | 0.082291 | 0 | 6.109
2025-10-20 17:00 | 0.00021699 | 0 | 80.1484 | 90 | 0 | 0 | 0.85232 | 0.85232 | 0.85232 | 0 | 0 | 1.1102e-16 | 0 | 0 | 0.89717 | 0.85232 | 0 | 0 | 1.4955 | 6.0061 | 0 | 0.89717 | -0.89717 | 19.7248 | 85.6915 | 0 | 3.0386 | 3.0386 | 0.36201 | 3.0386 | 0 | 0.93755 | 0 | 0 | 6.0061
2025-10-20 18:00 | 0 | 0 | 87.7678 | 90 | 0 | 0 | 0.80483 | 0.80483 | 0.80483 | 0 | 0 | 1.1102e-16 | 0 | 0 | 0.84719 | 0.80483 | 0 | 0 | 2.1764 | 6.0061 | 0 | 0.84719 | -0.84719 | 18.7776 | 81.5766 | 0 | 2.8693 | 2.8693 | 0.34184 | 2.8693 | 0 | 0.88531 | 0 | 0 | 6.0061
2025-10-20 19:00 | 0 | 0 | 95.8415 | 90 | 0 | 0 | 0.91229 | 0.91229 | 0.91229 | 0 | 0 | 0 | 0 | 0 | 0.96031 | 0.91229 | 0 | 0 | 2.7437 | 6.0061 | 0 | 0.96031 | -0.96031 | 17.704 | 76.9122 | 0 | 3.2524 | 3.2524 | 0.38748 | 3.2524 | 0 | 1.0035 | 0 | 0 | 6.0061
2025-10-20 20:00 | 0 | 0 | 105.5119 | 90 | 0 | 0 | 0.80216 | 0.80216 | 0.80216 | 0 | 0 | 1.1102e-16 | 0 | 0 | 0.84438 | 0.80216 | 0 | 0 | 3.39 | 6.0061 | 0 | 0.84438 | -0.84438 | 16.7599 | 72.8109 | 0 | 2.8598 | 2.8598 | 0.34071 | 2.8598 | 0 | 0.88238 | 0 | 0 | 6.0061
2025-10-20 21:00 | 0 | 0 | 118.9932 | 90 | 0 | 0 | 0.91286 | 0.91286 | 0.91286 | 0 | 0 | 1.1102e-16 | 0 | 0 | 0.96091 | 0.91286 | 0 | 0 | 3.905 | 6.0061 | 0 | 0.96091 | -0.96091 | 15.6856 | 68.1437 | 0 | 3.2545 | 3.2545 | 0.38772 | 3.2545 | 0 | 1.0041 | 0 | 0 | 6.0061
2025-10-20 22:00 | 0 | 0 | 141.1331 | 90 | 0 | 0 | 0.60985 | 0.60985 | 0.60985 | 0 | 0 | 0 | 0 | 0 | 0.64195 | 0.60985 | 0 | 0 | 4.5306 | 5.7943 | 0 | 0.64195 | -0.64195 | 14.9679 | 65.0257 | 0 | 2.1742 | 2.1742 | 0.25902 | 2.1742 | 0 | 0.67084 | 0 | 0 | 5.7943
2025-10-20 23:00 | 0 | 0 | 177.7596 | 90 | 0 | 0 | 0.78739 | 0.78739 | 0.78739 | 0 | 0 | 1.1102e-16 | 0 | 0 | 0.82883 | 0.78739 | 0 | 0 | 4.8546 | 5.1524 | 0 | 0.82883 | -0.82883 | 14.0412 | 60.9999 | 0 | 2.8071 | 2.8071 | 0.33443 | 2.8071 | 0 | 0.86613 | 0 | 0 | 5.1524
2025-10-21 | 0 | 0 | -143.8002 | 90 | 0 | 0 | 0.30877 | 0.30877 | 0.30877 | 0 | 0 | 0 | 0 | 0 | 0.32502 | 0.30877 | 0 | 0 | 5.143 | 4.3235 | 0 | 0.32502 | -0.32502 | 13.6778 | 59.4212 | 0 | 1.1008 | 1.1008 | 0.13115 | 1.1008 | 0 | 0.33965 | 0 | 0 | 4.3235
2025-10-21 01:00 | 0 | 0 | -120.2995 | 90 | 0 | 0 | 0.42386 | 0.42386 | 0.42386 | 0 | 0 | 5.5511e-17 | 0 | 0 | 0.44617 | 0.42386 | 0 | 0 | 5.143 | 3.9985 | 0 | 0.44617 | -0.44617 | 13.179 | 57.2542 | 0 | 1.5111 | 1.5111 | 0.18003 | 1.5111 | 0 | 0.46624 | 0 | 0 | 3.9985
2025-10-21 02:00 | 0 | 0 | -106.2695 | 90 | 0 | 0 | 0.29489 | 0.29489 | 0.29489 | 0 | 0 | 0 | 0 | 0 | 0.31041 | 0.29489 | 0 | 0 | 5.143 | 3.5523 | 0 | 0.31041 | -0.31041 | 12.8319 | 55.7464 | 0 | 1.0513 | 1.0513 | 0.12525 | 1.0513 | 0 | 0.32438 | 0 | 0 | 3.5523
2025-10-21 03:00 | 0 | 0 | -96.3877 | 90 | 0 | 0 | 0.36271 | 0.36271 | 0.36271 | 0 | 0 | 5.5511e-17 | 0 | 0 | 0.3818 | 0.36271 | 0 | 0 | 5.143 | 3.2419 | 0 | 0.3818 | -0.3818 | 12.4051 | 53.892 | 0 | 1.2931 | 1.2931 | 0.15405 | 1.2931 | 0 | 0.39898 | 0 | 0 | 3.2419
2025-10-21 04:00 | 0 | 0 | -88.2462 | 90 | 0 | 0 | 0.35772 | 0.35772 | 0.35772 | 0 | 0 | 0 | 0 | 0 | 0.37655 | 0.35772 | 0 | 0 | 5.143 | 2.8601 | 0 | 0.37655 | -0.37655 | 11.9841 | 52.0631 | 0 | 1.2753 | 1.2753 | 0.15194 | 1.2753 | 0 | 0.39349 | 0 | 0 | 2.8601
2025-10-21 05:00 | 0 | 0 | -80.6389 | 90 | 0 | 0 | 0.37345 | 0.37345 | 0.37345 | 0 | 0 | 5.5511e-17 | 0 | 0 | 0.39311 | 0.37345 | 0 | 0 | 5.143 | 2.4836 | 0 | 0.39311 | -0.39311 | 11.5446 | 50.1537 | 0 | 1.3314 | 1.3314 | 0.15862 | 1.3314 | 0 | 0.4108 | 0 | 0 | 2.4836
2025-10-21 06:00 | 0.052248 | 5.8417 | -72.7655 | 76.0464 | 0.061799 | 0.19653 | 0.34655 | 0.34655 | 0.34655 | 56.7106 | 0 | 5.5511e-17 | 0 | 0.19653 | 0.36479 | 0.34655 | 0 | 0 | 5.143 | 2.0905 | 0 | 0.16826 | -0.16826 | 11.3565 | 49.3364 | 0 | 1.2355 | 1.2355 | 0.14719 | 1.2355 | 0 | 0.38121 | 0.15723 | 0 | 2.287
2025-10-21 07:00 | 0.13136 | 17.7121 | -63.886 | 61.3907 | 0.13093 | 0.41638 | 0.4542 | 0.4542 | 0.4542 | 91.674 | 0 | 0 | 0 | 0.41638 | 0.4781 | 0.4542 | 0 | 0 | 5.143 | 1.9222 | 0 | 0.061722 | -0.061722 | 11.2874 | 49.0366 | 0 | 1.6193 | 1.6193 | 0.19291 | 1.6193 | 0 | 0.49962 | 0.33311 | 0 | 2.3386
2025-10-21 08:00 | 0.29676 | 28.6132 | -53.1282 | 46.8507 | 0.32962 | 1.0482 | 0.3019 | 0.3019 | 0.3019 | 347.218 | 0 | 0 | 0 | 1.0482 | 0.31778 | 0.3019 | 0 | 0 | 5.143 | 1.8605 | 0.73045 | 0 | 0.73045 | 11.9408 | 51.8749 | 0 | 1.0763 | 1.0763 | 0.12823 | 1.0763 | 0 | 0.33209 | 0.83859 | 0 | 2.9087
2025-10-21 09:00 | 0.35246 | 37.8691 | -39.4263 | 32.6096 | 0.373 | 1.1862 | 0.31497 | 0.31497 | 0.31497 | 376.6111 | 0 | 0 | 0 | 1.1862 | 0.33154 | 0.31497 | 0 | 0 | 5.143 | 2.4448 | 0.85465 | 0 | 0.85465 | 12.7052 | 55.1959 | 0 | 1.1229 | 1.1229 | 0.13378 | 1.1229 | 0 | 0.34646 | 0.94896 | 0 | 3.631
2025-10-21 10:00 | 0.39031 | 44.4215 | -21.8873 | 19.3664 | 0.40643 | 1.2925 | 0.21387 | 0.21387 | 0.21387 | 604.3335 | 0 | 0 | 0 | 1.2925 | 0.22513 | 0.21387 | 0 | 0 | 5.143 | 3.1286 | 1.0674 | 0 | 1.0674 | 13.6599 | 59.3434 | 0 | 0.76249 | 0.76249 | 0.09084 | 0.76249 | 0 | 0.23526 | 1.034 | 0 | 4.4211
2025-10-21 11:00 | 0.59316 | 46.9907 | -1.0921 | 11.4262 | 0.72852 | 2.3168 | 0.43299 | 0.43299 | 0.43299 | 535.074 | 0 | 0 | 0 | 2.3168 | 0.45578 | 0.43299 | 0 | 0 | 4.8702 | 3.9825 | 1.861 | 0 | 1.861 | 15.3245 | 66.5748 | 0 | 1.5437 | 1.5437 | 0.18391 | 1.5437 | 0 | 0.47629 | 1.8534 | 0 | 6.2993
2025-10-21 12:00 | 0.66753 | 44.8831 | 19.8961 | 18.1679 | 0.87328 | 2.7772 | 0.69065 | 0.69065 | 0.69065 | 402.1115 | 0 | 0 | 0 | 2.7772 | 0.727 | 0.69065 | 0 | 0 | 3.7266 | 5.4713 | 2.0502 | 0 | 2.0502 | 17.1582 | 74.5412 | 0 | 2.4622 | 2.4622 | 0.29334 | 2.4622 | 0 | 0.75971 | 2.2217 | 0 | 8.2485
2025-10-21 13:00 | 0.66548 | 38.6772 | 37.832 | 31.2002 | 0.90371 | 2.874 | 0.92696 | 0.92696 | 0.92696 | 310.041 | 0 | 0 | 0 | 2.874 | 0.97575 | 0.92696 | 0 | 0 | 2.5692 | 6.0061 | 1.8982 | 0 | 1.8982 | 18.856 | 81.9171 | 0 | 3.3047 | 3.3047 | 0.39371 | 3.3047 | 0 | 1.0197 | 2.2992 | 0 | 8.8801
2025-10-21 14:00 | 0.39593 | 29.6403 | 51.8929 | 45.3892 | 0.5043 | 1.6038 | 0.87496 | 0.87496 | 0.87496 | 183.2949 | 0 | 0 | 0 | 1.6038 | 0.92101 | 0.87496 | 0 | 0 | 1.5975 | 6.0061 | 0.68274 | 0 | 0.68274 | 19.4667 | 84.57 | 0 | 3.1193 | 3.1193 | 0.37162 | 3.1193 | 0 | 0.96245 | 1.283 | 0 | 7.6099
2025-10-21 15:00 | 0.30164 | 18.8694 | 62.898 | 59.9105 | 0.44559 | 1.4171 | 0.55054 | 0.55054 | 0.55054 | 257.3946 | 0 | 0 | 0 | 1.4171 | 0.57952 | 0.55054 | 0 | 0 | 1.5128 | 6.0061 | 0.83754 | 0 | 0.83754 | 20.2158 | 87.8245 | 0 | 1.9627 | 1.9627 | 0.23383 | 1.9627 | 0 | 0.60559 | 1.1336 | 0 | 7.4232
2025-10-21 16:00 | 0.077143 | 7.0751 | 71.9247 | 74.5587 | 0.10543 | 0.33527 | 0.82273 | 0.82273 | 0.82273 | 40.7512 | 0 | 1.1102e-16 | 0 | 0.33527 | 0.86603 | 0.82273 | 0 | 0 | 1.1734 | 6.0061 | 0 | 0.53076 | -0.53076 | 19.6224 | 85.2465 | 0 | 2.9331 | 2.9331 | 0.34944 | 2.9331 | 0 | 0.905 | 0.26822 | 0 | 6.3414
2025-10-21 17:00 | 0.00039202 | 0 | 79.8654 | 90 | 0 | 0 | 0.50609 | 0.50609 | 0.50609 | 0 | 0 | 0 | 0 | 0 | 0.53273 | 0.50609 | 0 | 0 | 1.8673 | 6.0061 | 0 | 0.53273 | -0.53273 | 19.0268 | 82.659 | 0 | 1.8043 | 1.8043 | 0.21495 | 1.8043 | 0 | 0.5567 | 0 | 0 | 6.0061
2025-10-21 18:00 | 0 | 0 | 87.4662 | 90 | 0 | 0 | 0.78728 | 0.78728 | 0.78728 | 0 | 0 | 1.1102e-16 | 0 | 0 | 0.82872 | 0.78728 | 0 | 0 | 2.3585 | 6.0061 | 0 | 0.82872 | -0.82872 | 18.1002 | 78.6338 | 0 | 2.8068 | 2.8068 | 0.33439 | 2.8068 | 0 | 0.86601 | 0 | 0 | 6.0061
2025-10-21 19:00 | 0 | 0 | 95.5095 | 90 | 0 | 0 | 0.4848 | 0.4848 | 0.4848 | 0 | 0 | 5.5511e-17 | 0 | 0 | 0.51031 | 0.4848 | 0 | 0 | 3.0254 | 6.0061 | 0 | 0.51031 | -0.51031 | 17.5297 | 76.1552 | 0 | 1.7284 | 1.7284 | 0.20591 | 1.7284 | 0 | 0.53328 | 0 | 0 | 6.0061
2025-10-21 20:00 | 0 | 0 | 105.1355 | 90 | 0 | 0 | 0.78384 | 0.78384 | 0.78384 | 0 | 0 | 0 | 0 | 0 | 0.82509 | 0.78384 | 0 | 0 | 3.3218 | 6.0061 | 0 | 0.82509 | -0.82509 | 16.6072 | 72.1476 | 0 | 2.7945 | 2.7945 | 0.33292 | 2.7945 | 0 | 0.86222 | 0 | 0 | 6.0061
2025-10-21 21:00 | 0 | 0 | 118.5687 | 90 | 0 | 0 | 0.65325 | 0.65325 | 0.65325 | 0 | 0 | 0 | 0 | 0 | 0.68763 | 0.65325 | 0 | 0 | 3.9125 | 6.0061 | 0 | 0.68763 | -0.68763 | 15.8384 | 68.8077 | 0 | 2.3289 | 2.3289 | 0.27746 | 2.3289 | 0 | 0.71858 | 0 | 0 | 6.0061
2025-10-21 22:00 | 0 | 0 | 140.7561 | 90 | 0 | 0 | 0.76179 | 0.76179 | 0.76179 | 0 | 0 | 1.1102e-16 | 0 | 0 | 0.80188 | 0.76179 | 0 | 0 | 4.3365 | 5.931 | 0 | 0.80188 | -0.80188 | 14.9419 | 64.9128 | 0 | 2.7159 | 2.7159 | 0.32356 | 2.7159 | 0 | 0.83797 | 0 | 0 | 5.931
2025-10-21 23:00 | 0 | 0 | 177.8432 | 90 | 0 | 0 | 0.83663 | 0.83663 | 0.83663 | 0 | 0 | 1.1102e-16 | 0 | 0 | 0.88066 | 0.83663 | 0 | 0 | 4.8654 | 5.1291 | 0 | 0.88066 | -0.88066 | 13.9573 | 60.6353 | 0 | 2.9827 | 2.9827 | 0.35535 | 2.9827 | 0 | 0.92029 | 0 | 0 | 5.1291
2025-10-22 | 0 | 0 | -143.2733 | 90 | 0 | 0 | 0.28876 | 0.28876 | 0.28876 | 0 | 0 | 0 | 0 | 0 | 0.30395 | 0.28876 | 0 | 0 | 5.143 | 4.2485 | 0 | 0.30395 | -0.30395 | 13.6174 | 59.159 | 0 | 1.0294 | 1.0294 | 0.12264 | 1.0294 | 0 | 0.31763 | 0 | 0 | 4.2485
2025-10-22 01:00 | 0 | 0 | -119.7766 | 90 | 0 | 0 | 0.38353 | 0.38353 | 0.38353 | 0 | 0 | 5.5511e-17 | 0 | 0 | 0.40372 | 0.38353 | 0 | 0 | 5.143 | 3.9445 | 0 | 0.40372 | -0.40372 | 13.1661 | 57.1981 | 0 | 1.3673 | 1.3673 | 0.1629 | 1.3673 | 0 | 0.42188 | 0 | 0 | 3.9445
2025-10-22 02:00 | 0 | 0 | -105.8279 | 90 | 0 | 0 | 0.30052 | 0.30052 | 0.30052 | 0 | 0 | 0 | 0 | 0 | 0.31634 | 0.30052 | 0 | 0 | 5.143 | 3.5408 | 0 | 0.31634 | -0.31634 | 12.8124 | 55.6616 | 0 | 1.0714 | 1.0714 | 0.12764 | 1.0714 | 0 | 0.33057 | 0 | 0 | 3.5408
2025-10-22 03:00 | 0 | 0 | -96.0069 | 90 | 0 | 0 | 0.39771 | 0.39771 | 0.39771 | 0 | 0 | 0 | 0 | 0 | 0.41865 | 0.39771 | 0 | 0 | 5.143 | 3.2245 | 0 | 0.41865 | -0.41865 | 12.3444 | 53.6282 | 0 | 1.4179 | 1.4179 | 0.16892 | 1.4179 | 0 | 0.43748 | 0 | 0 | 3.2245
2025-10-22 04:00 | 0 | 0 | -87.903 | 90 | 0 | 0 | 0.28584 | 0.28584 | 0.28584 | 0 | 0 | 0 | 0 | 0 | 0.30088 | 0.28584 | 0 | 0 | 5.143 | 2.8058 | 0 | 0.30088 | -0.30088 | 12.0079 | 52.1667 | 0 | 1.0191 | 1.0191 | 0.12141 | 1.0191 | 0 | 0.31442 | 0 | 0 | 2.8058
2025-10-22 05:00 | 0 | 0 | -80.3162 | 90 | 0 | 0 | 0.36386 | 0.36386 | 0.36386 | 0 | 0 | 5.5511e-17 | 0 | 0 | 0.38301 | 0.36386 | 0 | 0 | 5.143 | 2.5049 | 0 | 0.38301 | -0.38301 | 11.5797 | 50.3064 | 0 | 1.2972 | 1.2972 | 0.15454 | 1.2972 | 0 | 0.40025 | 0 | 0 | 2.5049
2025-10-22 06:00 | 0.051563 | 5.6772 | -72.4515 | 76.0263 | 0.062328 | 0.19821 | 0.35561 | 0.35561 | 0.35561 | 55.74 | 0 | 0 | 0 | 0.19821 | 0.37432 | 0.35561 | 0 | 0 | 5.143 | 2.1219 | 0 | 0.17611 | -0.17611 | 11.3828 | 49.451 | 0 | 1.2678 | 1.2678 | 0.15104 | 1.2678 | 0 | 0.39117 | 0.15857 | 0 | 2.3201
2025-10-22 07:00 | 0.24964 | 17.5219 | -63.5739 | 61.3921 | 0.3542 | 1.1264 | 0.40405 | 0.40405 | 0.40405 | 278.7841 | 0 | 0 | 0 | 1.1264 | 0.42531 | 0.40405 | 0 | 0 | 5.143 | 1.9458 | 0.7011 | 0 | 0.7011 | 12.0099 | 52.1753 | 0 | 1.4405 | 1.4405 | 0.17161 | 1.4405 | 0 | 0.44445 | 0.90113 | 0 | 3.0722
2025-10-22 08:00 | 0.25401 | 28.3869 | -52.8198 | 46.8808 | 0.26516 | 0.84325 | 0.25739 | 0.25739 | 0.25739 | 327.6142 | 0 | 0 | 0 | 0.84325 | 0.27094 | 0.25739 | 0 | 0 | 5.143 | 2.5067 | 0.57231 | 0 | 0.57231 | 12.5218 | 54.3991 | 0 | 0.91763 | 0.91763 | 0.10932 | 0.91763 | 0 | 0.28313 | 0.6746 | 0 | 3.3499
2025-10-22 09:00 | 0.61558 | 37.597 | -39.1418 | 32.6858 | 0.83602 | 2.6587 | 0.31167 | 0.31167 | 0.31167 | 853.0495 | 0 | 0 | 0 | 2.6587 | 0.32807 | 0.31167 | 0 | 0 | 5.143 | 2.9645 | 2.3306 | 0 | 2.3306 | 14.6064 | 63.4552 | 0 | 1.1111 | 1.1111 | 0.13238 | 1.1111 | 0 | 0.34283 | 2.1269 | 0 | 5.6232
2025-10-22 10:00 | 0.76457 | 44.1015 | -21.679 | 19.539 | 1.0294 | 3.2737 | 0.33321 | 0.33321 | 0.33321 | 982.4662 | 0 | 0 | 0 | 3.2737 | 0.35075 | 0.33321 | 0 | 0 | 4.0986 | 4.829 | 2.9229 | 0 | 2.9229 | 17.2207 | 74.8129 | 0 | 1.1879 | 1.1879 | 0.14153 | 1.1879 | 0 | 0.36653 | 2.619 | 0 | 8.1027
2025-10-22 11:00 | 0.78236 | 46.6404 | -1.0283 | 11.7741 | 1.0468 | 3.3289 | 0.29404 | 0.29404 | 0.29404 | 1132.129 | 0.68884 | 0 | 0 | 3.3289 | 0.30952 | 0.29404 | 0 | 0 | 2.3306 | 6.0061 | 2.3306 | 0 | 2.3306 | 19.3053 | 83.8689 | 0 | 1.0483 | 1.0483 | 0.12489 | 1.0483 | 0 | 0.32345 | 2.6632 | 0 | 9.3351
2025-10-22 12:00 | 0.37282 | 44.5365 | 19.8014 | 18.4153 | 0.38254 | 1.2165 | 0.70981 | 0.70981 | 0.70981 | 171.3888 | 0 | 0 | 0 | 1.2165 | 0.74717 | 0.70981 | 0 | 0 | 1.1633 | 6.0061 | 0.46937 | 0 | 0.46937 | 19.7251 | 85.6927 | 0 | 2.5306 | 2.5306 | 0.30148 | 2.5306 | 0 | 0.78079 | 0.97323 | 0 | 7.2227
2025-10-22 13:00 | 0.4085 | 38.3598 | 37.6345 | 31.3544 | 0.45953 | 1.4614 | 0.59094 | 0.59094 | 0.59094 | 247.296 | 0 | 0 | 0 | 1.4614 | 0.62205 | 0.59094 | 0 | 0 | 1.3353 | 6.0061 | 0.83933 | 0 | 0.83933 | 20.4758 | 88.9541 | 0 | 2.1068 | 2.1068 | 0.25099 | 2.1068 | 0 | 0.65004 | 1.1691 | 0 | 7.4675
2025-10-22 14:00 | 0.39096 | 29.358 | 51.6493 | 45.4973 | 0.49929 | 1.5878 | 0.80378 | 0.80378 | 0.80378 | 197.545 | 0 | 0 | 0 | 1.5878 | 0.84608 | 0.80378 | 0 | 0 | 1.0135 | 6.0061 | 0.74174 | 0 | 0.74174 | 21.1392 | 91.8363 | 0 | 2.8656 | 2.8656 | 0.34139 | 2.8656 | 0 | 0.88416 | 1.2703 | 0 | 7.594
2025-10-22 15:00 | 0.30008 | 18.6174 | 62.6369 | 59.9898 | 0.44885 | 1.4274 | 0.71244 | 0.71244 | 0.71244 | 200.3574 | 0 | 0 | 0 | 1.4274 | 0.74993 | 0.71244 | 0 | 0 | 0.70759 | 6.0061 | 0.67749 | 0 | 0.67749 | 21.7452 | 94.4688 | 0 | 2.5399 | 2.5399 | 0.3026 | 2.5399 | 0 | 0.78368 | 1.1419 | 0 | 7.4336
2025-10-22 16:00 | 0.11515 | 6.8458 | 71.6542 | 74.6164 | 0.24147 | 0.76791 | 0.68716 | 0.68716 | 0.68716 | 111.7513 | 0 | 0 | 0 | 0.76791 | 0.72333 | 0.68716 | 0 | 0 | 0.41205 | 6.0061 | 0.044584 | 0 | 0.044584 | 21.7851 | 94.642 | 0 | 2.4498 | 2.4498 | 0.29186 | 2.4498 | 0 | 0.75588 | 0.61433 | 0 | 6.7741
2025-10-22 17:00 | 0.00016532 | 0 | 79.5835 | 90 | 0 | 0 | 0.6643 | 0.6643 | 0.6643 | 0 | 0 | 1.1102e-16 | 0 | 0 | 0.69926 | 0.6643 | 0 | 0 | 0.54711 | 6.0061 | 0 | 0.69926 | -0.69926 | 21.0033 | 91.2456 | 0 | 2.3683 | 2.3683 | 0.28215 | 2.3683 | 0 | 0.73073 | 0 | 0 | 6.0061
2025-10-22 18:00 | 0 | 0 | 87.1653 | 90 | 0 | 0 | 0.511 | 0.511 | 0.511 | 0 | 0 | 0 | 0 | 0 | 0.53789 | 0.511 | 0 | 0 | 1.2529 | 6.0061 | 0 | 0.53789 | -0.53789 | 20.4019 | 88.633 | 0 | 1.8218 | 1.8218 | 0.21704 | 1.8218 | 0 | 0.56209 | 0 | 0 | 6.0061
2025-10-22 19:00 | 0 | 0 | 95.1776 | 90 | 0 | 0 | 0.50514 | 0.50514 | 0.50514 | 0 | 0 | 1.1102e-16 | 0 | 0 | 0.53173 | 0.50514 | 0 | 0 | 1.6618 | 6.0061 | 0 | 0.53173 | -0.53173 | 19.8074 | 86.0503 | 0 | 1.8009 | 1.8009 | 0.21455 | 1.8009 | 0 | 0.55566 | 0 | 0 | 6.0061
2025-10-22 20:00 | 0 | 0 | 104.7578 | 90 | 0 | 0 | 0.73125 | 0.73125 | 0.73125 | 0 | 0 | 1.1102e-16 | 0 | 0 | 0.76974 | 0.73125 | 0 | 0 | 2.0235 | 6.0061 | 0 | 0.76974 | -0.76974 | 18.9468 | 82.3116 | 0 | 2.607 | 2.607 | 0.31059 | 2.607 | 0 | 0.80437 | 0 | 0 | 6.0061
2025-10-22 21:00 | 0 | 0 | 118.1397 | 90 | 0 | 0 | 0.74439 | 0.74439 | 0.74439 | 0 | 0 | 1.1102e-16 | 0 | 0 | 0.78357 | 0.74439 | 0 | 0 | 2.5814 | 6.0061 | 0 | 0.78357 | -0.78357 | 18.0708 | 78.5057 | 0 | 2.6538 | 2.6538 | 0.31617 | 2.6538 | 0 | 0.81883 | 0 | 0 | 6.0061
2025-10-22 22:00 | 0 | 0 | 140.3685 | 90 | 0 | 0 | 0.68381 | 0.68381 | 0.68381 | 0 | 0 | 1.1102e-16 | 0 | 0 | 0.7198 | 0.68381 | 0 | 0 | 3.1075 | 6.0061 | 0 | 0.7198 | -0.7198 | 17.266 | 75.0096 | 0 | 2.4379 | 2.4379 | 0.29044 | 2.4379 | 0 | 0.75219 | 0 | 0 | 6.0061
2025-10-22 23:00 | 0 | 0 | 177.9212 | 90 | 0 | 0 | 0.57621 | 0.57621 | 0.57621 | 0 | 0 | 0 | 0 | 0 | 0.60653 | 0.57621 | 0 | 0 | 3.5548 | 6.0061 | 0 | 0.60653 | -0.60653 | 16.5879 | 72.0636 | 0 | 2.0542 | 2.0542 | 0.24473 | 2.0542 | 0 | 0.63383 | 0 | 0 | 6.0061
2025-10-23 | 0 | 0 | -142.7458 | 90 | 0 | 0 | 0.37605 | 0.37605 | 0.37605 | 0 | 0 | 5.5511e-17 | 0 | 0 | 0.39585 | 0.37605 | 0 | 0 | 3.901 | 6.0061 | 0 | 0.39585 | -0.39585 | 16.1453 | 70.1409 | 0 | 1.3407 | 1.3407 | 0.15972 | 1.3407 | 0 | 0.41366 | 0 | 0 | 6.0061
2025-10-23 01:00 | 0 | 0 | -119.2565 | 90 | 0 | 0 | 0.34114 | 0.34114 | 0.34114 | 0 | 0 | 5.5511e-17 | 0 | 0 | 0.3591 | 0.34114 | 0 | 0 | 4.0758 | 6.0061 | 0 | 0.3591 | -0.3591 | 15.7438 | 68.3967 | 0 | 1.2162 | 1.2162 | 0.14489 | 1.2162 | 0 | 0.37526 | 0 | 0 | 6.0061
2025-10-23 02:00 | 0 | 0 | -105.3903 | 90 | 0 | 0 | 0.31963 | 0.31963 | 0.31963 | 0 | 0 | 0 | 0 | 0 | 0.33645 | 0.31963 | 0 | 0 | 4.258 | 5.8464 | 0 | 0.33645 | -0.33645 | 15.3677 | 66.7625 | 0 | 1.1395 | 1.1395 | 0.13576 | 1.1395 | 0 | 0.35159 | 0 | 0 | 5.8464
2025-10-23 03:00 | 0 | 0 | -95.6303 | 90 | 0 | 0 | 0.38823 | 0.38823 | 0.38823 | 0 | 0 | 5.5511e-17 | 0 | 0 | 0.40866 | 0.38823 | 0 | 0 | 4.4432 | 5.5099 | 0 | 0.40866 | -0.40866 | 14.9108 | 64.7776 | 0 | 1.3841 | 1.3841 | 0.16489 | 1.3841 | 0 | 0.42705 | 0 | 0 | 5.5099
2025-10-23 04:00 | 0 | 0 | -87.5639 | 90 | 0 | 0 | 0.29312 | 0.29312 | 0.29312 | 0 | 0 | 0 | 0 | 0 | 0.30855 | 0.29312 | 0 | 0 | 4.7068 | 5.1013 | 0 | 0.30855 | -0.30855 | 14.5658 | 63.2789 | 0 | 1.045 | 1.045 | 0.1245 | 1.045 | 0 | 0.32244 | 0 | 0 | 5.1013
2025-10-23 05:00 | 0 | 0 | -79.9978 | 90 | 0 | 0 | 0.37335 | 0.37335 | 0.37335 | 0 | 0 | 5.5511e-17 | 0 | 0 | 0.393 | 0.37335 | 0 | 0 | 4.8754 | 4.7927 | 0 | 0.393 | -0.393 | 14.1264 | 61.3701 | 0 | 1.331 | 1.331 | 0.15857 | 1.331 | 0 | 0.41068 | 0 | 0 | 4.7927
2025-10-23 06:00 | 0.080629 | 5.5121 | -72.1422 | 76.0096 | 0.16959 | 0.53931 | 0.20564 | 0.20564 | 0.20564 | 262.2632 | 0 | 0 | 0 | 0.53931 | 0.21646 | 0.20564 | 0 | 0 | 5.133 | 4.3997 | 0.32285 | 0 | 0.32285 | 14.4152 | 62.6246 | 0 | 0.73312 | 0.73312 | 0.087342 | 0.73312 | 0 | 0.2262 | 0.43145 | 0 | 4.939
2025-10-23 07:00 | 0.31166 | 17.331 | -63.2672 | 61.3974 | 0.49185 | 1.5642 | 0.39265 | 0.39265 | 0.39265 | 398.3643 | 0 | 0 | 0 | 1.5642 | 0.41331 | 0.39265 | 0 | 0 | 4.7991 | 4.658 | 1.1509 | 0 | 1.1509 | 15.4445 | 67.0965 | 0 | 1.3998 | 1.3998 | 0.16677 | 1.3998 | 0 | 0.43191 | 1.2513 | 0 | 6.2222
2025-10-23 08:00 | 0.5144 | 28.1603 | -52.518 | 46.9152 | 0.73769 | 2.346 | 0.34256 | 0.34256 | 0.34256 | 684.8278 | 0 | 0 | 0 | 2.346 | 0.36059 | 0.34256 | 0 | 0 | 3.9685 | 5.5787 | 1.9854 | 0 | 1.9854 | 17.2203 | 74.8111 | 0 | 1.2213 | 1.2213 | 0.1455 | 1.2213 | 0 | 0.37682 | 1.8768 | 0 | 7.9247
2025-10-23 09:00 | 0.67979 | 37.3254 | -38.8651 | 32.767 | 0.93687 | 2.9794 | 0.2522 | 0.2522 | 0.2522 | 1181.347 | 0.030093 | 0 | 0 | 2.9794 | 0.26548 | 0.2522 | 0 | 0 | 2.6838 | 6.0061 | 2.6838 | 0 | 2.6838 | 19.6208 | 85.2397 | 0 | 0.89914 | 0.89914 | 0.10712 | 0.89914 | 0 | 0.27743 | 2.3835 | 0 | 8.9856
2025-10-23 10:00 | 0.68702 | 43.7835 | -21.4784 | 19.7167 | 0.91805 | 2.9196 | 0.32163 | 0.32163 | 0.32163 | 907.7365 | 1.5166 | 0 | 0 | 2.9196 | 0.33856 | 0.32163 | 0 | 0 | 1.0645 | 6.0061 | 1.0645 | 0 | 1.0645 | 20.5729 | 89.3758 | 0 | 1.1467 | 1.1467 | 0.13661 | 1.1467 | 0 | 0.35379 | 2.3357 | 0 | 8.9257
2025-10-23 11:00 | 0.69371 | 46.2934 | -0.9698 | 12.1189 | 0.91455 | 2.9084 | 0.31613 | 0.31613 | 0.31613 | 920.0023 | 1.8095 | 0 | 0 | 2.9084 | 0.33277 | 0.31613 | 0 | 0 | 0.76617 | 6.0061 | 0.76617 | 0 | 0.76617 | 21.2582 | 92.3529 | 0 | 1.127 | 1.127 | 0.13427 | 1.127 | 0 | 0.34774 | 2.3267 | 0 | 8.9146
2025-10-23 12:00 | 0.68365 | 44.1941 | 19.7052 | 18.6614 | 0.91022 | 2.8947 | 0.57584 | 0.57584 | 0.57584 | 502.6841 | 1.737 | 0 | 0 | 2.8947 | 0.60615 | 0.57584 | 0 | 0 | 0.55147 | 6.0061 | 0.55147 | 0 | 0.55147 | 21.7514 | 94.4958 | 0 | 2.0529 | 2.0529 | 0.24458 | 2.0529 | 0 | 0.63343 | 2.3157 | 0 | 8.9008
2025-10-23 13:00 | 0.72666 | 38.0466 | 37.4377 | 31.5073 | 1.0009 | 3.1832 | 0.5716 | 0.5716 | 0.5716 | 556.8932 | 2.1846 | 0 | 0 | 3.1832 | 0.60168 | 0.5716 | 0 | 0 | 0.39694 | 6.0061 | 0.39694 | 0 | 0.39694 | 22.1065 | 96.0382 | 0 | 2.0378 | 2.0378 | 0.24278 | 2.0378 | 0 | 0.62876 | 2.5465 | 0 | 9.1893
2025-10-23 14:00 | 0.56897 | 29.0798 | 51.4072 | 45.6035 | 0.81392 | 2.5884 | 0.63934 | 0.63934 | 0.63934 | 404.855 | 1.6297 | 0 | 0 | 2.5884 | 0.67299 | 0.63934 | 0 | 0 | 0.28571 | 6.0061 | 0.28571 | 0 | 0.28571 | 22.362 | 97.1484 | 0 | 2.2793 | 2.2793 | 0.27155 | 2.2793 | 0 | 0.70327 | 2.0707 | 0 | 8.5945
2025-10-23 15:00 | 0.35053 | 18.3695 | 62.3773 | 60.0669 | 0.54816 | 1.7432 | 0.75492 | 0.75492 | 0.75492 | 230.9143 | 0.74292 | 0 | 0 | 1.7432 | 0.79466 | 0.75492 | 0 | 0 | 0.20565 | 6.0061 | 0.20565 | 0 | 0.20565 | 22.5459 | 97.9475 | 0 | 2.6914 | 2.6914 | 0.32064 | 2.6914 | 0 | 0.83042 | 1.3946 | 0 | 7.7494
2025-10-23 16:00 | 0.11303 | 6.6208 | 71.3852 | 74.6715 | 0.24545 | 0.78059 | 0.50724 | 0.50724 | 0.50724 | 153.8881 | 0.098627 | 0 | 0 | 0.78059 | 0.53394 | 0.50724 | 0 | 0 | 0.14802 | 6.0061 | 0.14802 | 0 | 0.14802 | 22.6783 | 98.5226 | 0 | 1.8084 | 1.8084 | 0.21544 | 1.8084 | 0 | 0.55797 | 0.62447 | 0 | 6.7867
2025-10-23 17:00 | 4.5631e-05 | 0 | 79.3028 | 90 | 0 | 0 | 0.83103 | 0.83103 | 0.83103 | 0 | 0 | 1.1102e-16 | 0 | 0 | 0.87477 | 0.83103 | 0 | 0 | 0.10654 | 6.0061 | 0 | 0.87477 | -0.87477 | 21.7003 | 94.2738 | 0 | 2.9627 | 2.9627 | 0.35297 | 2.9627 | 0 | 0.91414 | 0 | 0 | 6.0061
2025-10-23 18:00 | 0 | 0 | 86.8652 | 90 | 0 | 0 | 0.52864 | 0.52864 | 0.52864 | 0 | 0 | 0 | 0 | 0 | 0.55646 | 0.52864 | 0 | 0 | 0.93154 | 6.0061 | 0 | 0.55646 | -0.55646 | 21.0782 | 91.5709 | 0 | 1.8846 | 1.8846 | 0.22453 | 1.8846 | 0 | 0.5815 | 0 | 0 | 6.0061
2025-10-23 19:00 | 0 | 0 | 94.8461 | 90 | 0 | 0 | 0.53557 | 0.53557 | 0.53557 | 0 | 0 | 1.1102e-16 | 0 | 0 | 0.56376 | 0.53557 | 0 | 0 | 1.3222 | 6.0061 | 0 | 0.56376 | -0.56376 | 20.4479 | 88.8327 | 0 | 1.9094 | 1.9094 | 0.22748 | 1.9094 | 0 | 0.58913 | 0 | 0 | 6.0061
2025-10-23 20:00 | 0 | 0 | 104.3792 | 90 | 0 | 0 | 0.54897 | 0.54897 | 0.54897 | 0 | 0 | 1.1102e-16 | 0 | 0 | 0.57786 | 0.54897 | 0 | 0 | 1.6918 | 6.0061 | 0 | 0.57786 | -0.57786 | 19.8018 | 86.026 | 0 | 1.9571 | 1.9571 | 0.23316 | 1.9571 | 0 | 0.60386 | 0 | 0 | 6.0061
2025-10-23 21:00 | 0 | 0 | 117.7065 | 90 | 0 | 0 | 0.62706 | 0.62706 | 0.62706 | 0 | 0 | 1.1102e-16 | 0 | 0 | 0.66006 | 0.62706 | 0 | 0 | 2.0636 | 6.0061 | 0 | 0.66006 | -0.66006 | 19.0638 | 82.82 | 0 | 2.2355 | 2.2355 | 0.26633 | 2.2355 | 0 | 0.68977 | 0 | 0 | 6.0061
2025-10-23 22:00 | 0 | 0 | 139.97 | 90 | 0 | 0 | 0.54874 | 0.54874 | 0.54874 | 0 | 0 | 1.1102e-16 | 0 | 0 | 0.57762 | 0.54874 | 0 | 0 | 2.5023 | 6.0061 | 0 | 0.57762 | -0.57762 | 18.418 | 80.0144 | 0 | 1.9563 | 1.9563 | 0.23307 | 1.9563 | 0 | 0.60362 | 0 | 0 | 6.0061
2025-10-23 23:00 | 0 | 0 | 177.9931 | 90 | 0 | 0 | 0.65973 | 0.65973 | 0.65973 | 0 | 0 | 1.1102e-16 | 0 | 0 | 0.69445 | 0.65973 | 0 | 0 | 2.8515 | 6.0061 | 0 | 0.69445 | -0.69445 | 17.6416 | 76.6413 | 0 | 2.352 | 2.352 | 0.28021 | 2.352 | 0 | 0.72571 | 0 | 0 | 6.0061
2025-10-24 | 0 | 0 | -142.2178 | 90 | 0 | 0 | 0.33938 | 0.33938 | 0.33938 | 0 | 0 | 5.5511e-17 | 0 | 0 | 0.35725 | 0.33938 | 0 | 0 | 3.3113 | 6.0061 | 0 | 0.35725 | -0.35725 | 17.2422 | 74.9061 | 0 | 1.2099 | 1.2099 | 0.14415 | 1.2099 | 0 | 0.37332 | 0 | 0 | 6.0061
2025-10-24 01:00 | 0 | 0 | -118.7396 | 90 | 0 | 0 | 0.29164 | 0.29164 | 0.29164 | 0 | 0 | 0 | 0 | 0 | 0.30699 | 0.29164 | 0 | 0 | 3.4532 | 6.0061 | 0 | 0.30699 | -0.30699 | 16.899 | 73.415 | 0 | 1.0397 | 1.0397 | 0.12387 | 1.0397 | 0 | 0.32081 | 0 | 0 | 6.0061
2025-10-24 02:00 | 0 | 0 | -104.9569 | 90 | 0 | 0 | 0.20082 | 0.20082 | 0.20082 | 0 | 0 | 2.7756e-17 | 0 | 0 | 0.21139 | 0.20082 | 0 | 0 | 3.5953 | 6.0061 | 0 | 0.21139 | -0.21139 | 16.6626 | 72.3882 | 0 | 0.71596 | 0.71596 | 0.085296 | 0.71596 | 0 | 0.2209 | 0 | 0 | 6.0061
2025-10-24 03:00 | 0 | 0 | -95.258 | 90 | 0 | 0 | 0.31115 | 0.31115 | 0.31115 | 0 | 0 | 5.5511e-17 | 0 | 0 | 0.32752 | 0.31115 | 0 | 0 | 3.6793 | 6.0061 | 0 | 0.32752 | -0.32752 | 16.2964 | 70.7974 | 0 | 1.1093 | 1.1093 | 0.13215 | 1.1093 | 0 | 0.34226 | 0 | 0 | 6.0061
2025-10-24 04:00 | 0 | 0 | -87.2292 | 90 | 0 | 0 | 0.30436 | 0.30436 | 0.30436 | 0 | 0 | 5.5511e-17 | 0 | 0 | 0.32038 | 0.30436 | 0 | 0 | 3.8942 | 6.0061 | 0 | 0.32038 | -0.32038 | 15.9382 | 69.2413 | 0 | 1.0851 | 1.0851 | 0.12927 | 1.0851 | 0 | 0.33479 | 0 | 0 | 6.0061
2025-10-24 05:00 | 0 | 0 | -79.684 | 90 | 0 | 0 | 0.33684 | 0.33684 | 0.33684 | 0 | 0 | 5.5511e-17 | 0 | 0 | 0.35457 | 0.33684 | 0 | 0 | 4.0965 | 6.0061 | 0 | 0.35457 | -0.35457 | 15.5418 | 67.5191 | 0 | 1.2009 | 1.2009 | 0.14307 | 1.2009 | 0 | 0.37052 | 0 | 0 | 6.0061
2025-10-24 06:00 | 0.07817 | 5.3462 | -71.8379 | 75.9963 | 0.16853 | 0.53595 | 0.36747 | 0.36747 | 0.36747 | 145.8483 | 0 | 0 | 0 | 0.53595 | 0.38681 | 0.36747 | 0 | 0 | 4.3279 | 5.6657 | 0.14914 | 0 | 0.14914 | 15.6752 | 68.0987 | 0 | 1.3101 | 1.3101 | 0.15608 | 1.3101 | 0 | 0.40422 | 0.42876 | 0 | 6.2017
2025-10-24 07:00 | 0.21455 | 17.1395 | -62.9662 | 61.4064 | 0.28213 | 0.89723 | 0.24127 | 0.24127 | 0.24127 | 371.8786 | 0 | 0 | 0 | 0.89723 | 0.25397 | 0.24127 | 0 | 0 | 4.1282 | 5.785 | 0.64326 | 0 | 0.64326 | 16.2506 | 70.5982 | 0 | 0.86016 | 0.86016 | 0.10248 | 0.86016 | 0 | 0.2654 | 0.71779 | 0 | 6.6823
2025-10-24 08:00 | 0.3714 | 27.9336 | -52.2227 | 46.9538 | 0.47914 | 1.5237 | 0.28906 | 0.28906 | 0.28906 | 527.1458 | 0 | 0 | 0 | 1.5237 | 0.30427 | 0.28906 | 0 | 0 | 3.6445 | 6.0061 | 1.2195 | 0 | 1.2195 | 17.3413 | 75.3367 | 0 | 1.0305 | 1.0305 | 0.12277 | 1.0305 | 0 | 0.31796 | 1.219 | 0 | 7.5299
2025-10-24 09:00 | 0.58341 | 37.0545 | -38.596 | 32.8529 | 0.79237 | 2.5199 | 0.26241 | 0.26241 | 0.26241 | 960.2817 | 0 | 0 | 0 | 2.5199 | 0.27622 | 0.26241 | 0 | 0 | 2.8392 | 6.0061 | 2.2436 | 0 | 2.2436 | 19.3481 | 84.0549 | 0 | 0.93552 | 0.93552 | 0.11145 | 0.93552 | 0 | 0.28865 | 2.0159 | 0 | 8.526
2025-10-24 10:00 | 0.65336 | 43.4675 | -21.2855 | 19.8989 | 0.86692 | 2.757 | 0.27897 | 0.27897 | 0.27897 | 988.2649 | 1.0529 | 0 | 0 | 2.757 | 0.29365 | 0.27897 | 0 | 0 | 1.4104 | 6.0061 | 1.4104 | 0 | 1.4104 | 20.6096 | 89.5352 | 0 | 0.99456 | 0.99456 | 0.11849 | 0.99456 | 0 | 0.30687 | 2.2056 | 0 | 8.7631
2025-10-24 11:00 | 0.53559 | 45.9499 | -0.91657 | 12.4606 | 0.63654 | 2.0243 | 0.22602 | 0.22602 | 0.22602 | 895.6379 | 1.0317 | 0 | 0 | 2.0243 | 0.23791 | 0.22602 | 0 | 0 | 0.75468 | 6.0061 | 0.75468 | 0 | 0.75468 | 21.2846 | 92.4676 | 0 | 0.80578 | 0.80578 | 0.095998 | 0.80578 | 0 | 0.24862 | 1.6194 | 0 | 8.0305
2025-10-24 12:00 | 0.56237 | 43.8558 | 19.6075 | 18.9059 | 0.70001 | 2.2262 | 0.626 | 0.626 | 0.626 | 355.6177 | 1.024 | 0 | 0 | 2.2262 | 0.65894 | 0.626 | 0 | 0 | 0.5432 | 6.0061 | 0.5432 | 0 | 0.5432 | 21.7704 | 94.5784 | 0 | 2.2317 | 2.2317 | 0.26588 | 2.2317 | 0 | 0.6886 | 1.7809 | 0 | 8.2323
2025-10-24 13:00 | 0.3843 | 37.7377 | 37.2416 | 31.6589 | 0.42444 | 1.3498 | 0.80802 | 0.80802 | 0.80802 | 167.0483 | 0.10825 | 0 | 0 | 1.3498 | 0.85054 | 0.80802 | 0 | 0 | 0.39099 | 6.0061 | 0.39099 | 0 | 0.39099 | 22.1201 | 96.0976 | 0 | 2.8807 | 2.8807 | 0.34319 | 2.8807 | 0 | 0.88882 | 1.0798 | 0 | 7.3559
2025-10-24 14:00 | 0.41047 | 28.8059 | 51.1667 | 45.7079 | 0.54831 | 1.7437 | 0.45631 | 0.45631 | 0.45631 | 382.1285 | 0.98195 | 0 | 0 | 1.7437 | 0.48033 | 0.45631 | 0 | 0 | 0.28142 | 6.0061 | 0.28142 | 0 | 0.28142 | 22.3718 | 97.1911 | 0 | 1.6268 | 1.6268 | 0.19381 | 1.6268 | 0 | 0.50195 | 1.395 | 0 | 7.7499
2025-10-24 15:00 | 0.23015 | 18.126 | 62.1194 | 60.1416 | 0.3032 | 0.96423 | 0.71123 | 0.71123 | 0.71123 | 135.5732 | 0.01301 | 0 | 0 | 0.96423 | 0.74866 | 0.71123 | 0 | 0 | 0.20256 | 6.0061 | 0.20256 | 0 | 0.20256 | 22.553 | 97.9782 | 0 | 2.5356 | 2.5356 | 0.30208 | 2.5356 | 0 | 0.78235 | 0.77139 | 0 | 6.9704
2025-10-24 16:00 | 0.059793 | 6.4003 | 71.1176 | 74.7239 | 0.073264 | 0.23299 | 0.54011 | 0.54011 | 0.54011 | 43.1374 | 0 | 0 | 0 | 0.23299 | 0.56854 | 0.54011 | 0 | 0 | 0.1458 | 6.0061 | 0 | 0.33555 | -0.33555 | 22.1779 | 96.3484 | 0 | 1.9256 | 1.9256 | 0.2294 | 1.9256 | 0 | 0.59412 | 0.18639 | 0 | 6.2391
2025-10-24 17:00 | 4.0989e-06 | 0 | 79.0234 | 90 | 0 | 0 | 0.58961 | 0.58961 | 0.58961 | 0 | 0 | 0 | 0 | 0 | 0.62064 | 0.58961 | 0 | 0 | 0.51055 | 6.0061 | 0 | 0.62064 | -0.62064 | 21.484 | 93.3339 | 0 | 2.102 | 2.102 | 0.25043 | 2.102 | 0 | 0.64857 | 0 | 0 | 6.0061
2025-10-24 18:00 | 0 | 0 | 86.5662 | 90 | 0 | 0 | 0.81094 | 0.81094 | 0.81094 | 0 | 0 | 0 | 0 | 0 | 0.85362 | 0.81094 | 0 | 0 | 1.0433 | 6.0061 | 0 | 0.85362 | -0.85362 | 20.5296 | 89.1877 | 0 | 2.8911 | 2.8911 | 0.34443 | 2.8911 | 0 | 0.89204 | 0 | 0 | 6.0061
2025-10-24 19:00 | 0 | 0 | 94.5151 | 90 | 0 | 0 | 0.29795 | 0.29795 | 0.29795 | 0 | 0 | 0 | 0 | 0 | 0.31363 | 0.29795 | 0 | 0 | 1.7027 | 6.0061 | 0 | 0.31363 | -0.31363 | 20.1789 | 87.6644 | 0 | 1.0622 | 1.0622 | 0.12655 | 1.0622 | 0 | 0.32774 | 0 | 0 | 6.0061
2025-10-24 20:00 | 0 | 0 | 103.9997 | 90 | 0 | 0 | 0.37931 | 0.37931 | 0.37931 | 0 | 0 | 0 | 0 | 0 | 0.39928 | 0.37931 | 0 | 0 | 1.8058 | 6.0061 | 0 | 0.39928 | -0.39928 | 19.7325 | 85.725 | 0 | 1.3523 | 1.3523 | 0.16111 | 1.3523 | 0 | 0.41724 | 0 | 0 | 6.0061
2025-10-24 21:00 | 0 | 0 | 117.2692 | 90 | 0 | 0 | 0.65832 | 0.65832 | 0.65832 | 0 | 0 | 1.1102e-16 | 0 | 0 | 0.69297 | 0.65832 | 0 | 0 | 2.0375 | 6.0061 | 0 | 0.69297 | -0.69297 | 18.9578 | 82.3592 | 0 | 2.347 | 2.347 | 0.27961 | 2.347 | 0 | 0.72416 | 0 | 0 | 6.0061
2025-10-24 22:00 | 0 | 0 | 139.5607 | 90 | 0 | 0 | 0.38455 | 0.38455 | 0.38455 | 0 | 0 | 5.5511e-17 | 0 | 0 | 0.40478 | 0.38455 | 0 | 0 | 2.5421 | 6.0061 | 0 | 0.40478 | -0.40478 | 18.5052 | 80.3931 | 0 | 1.3709 | 1.3709 | 0.16333 | 1.3709 | 0 | 0.423 | 0 | 0 | 6.0061
2025-10-24 23:00 | 0 | 0 | 178.0584 | 90 | 0 | 0 | 0.67687 | 0.67687 | 0.67687 | 0 | 0 | 1.1102e-16 | 0 | 0 | 0.7125 | 0.67687 | 0 | 0 | 2.7471 | 6.0061 | 0 | 0.7125 | -0.7125 | 17.7086 | 76.9324 | 0 | 2.4131 | 2.4131 | 0.28749 | 2.4131 | 0 | 0.74456 | 0 | 0 | 6.0061
2025-10-25 | 0 | 0 | -141.6898 | 90 | 0 | 0 | 0.54793 | 0.54793 | 0.54793 | 0 | 0 | 0 | 0 | 0 | 0.57677 | 0.54793 | 0 | 0 | 3.2545 | 6.0061 | 0 | 0.57677 | -0.57677 | 17.0638 | 74.1309 | 0 | 1.9534 | 1.9534 | 0.23273 | 1.9534 | 0 | 0.60273 | 0 | 0 | 6.0061
2025-10-25 01:00 | 0 | 0 | -118.226 | 90 | 0 | 0 | 0.29831 | 0.29831 | 0.29831 | 0 | 0 | 5.5511e-17 | 0 | 0 | 0.31401 | 0.29831 | 0 | 0 | 3.6043 | 6.0061 | 0 | 0.31401 | -0.31401 | 16.7127 | 72.6058 | 0 | 1.0635 | 1.0635 | 0.1267 | 1.0635 | 0 | 0.32814 | 0 | 0 | 6.0061
2025-10-25 02:00 | 0 | 0 | -104.5278 | 90 | 0 | 0 | 0.37933 | 0.37933 | 0.37933 | 0 | 0 | 5.5511e-17 | 0 | 0 | 0.3993 | 0.37933 | 0 | 0 | 3.7236 | 6.0061 | 0 | 0.3993 | -0.3993 | 16.2663 | 70.6663 | 0 | 1.3524 | 1.3524 | 0.16112 | 1.3524 | 0 | 0.41727 | 0 | 0 | 6.0061
2025-10-25 03:00 | 0 | 0 | -94.8901 | 90 | 0 | 0 | 0.41671 | 0.41671 | 0.41671 | 0 | 0 | 5.5511e-17 | 0 | 0 | 0.43864 | 0.41671 | 0 | 0 | 3.9623 | 6.0061 | 0 | 0.43864 | -0.43864 | 15.7759 | 68.5358 | 0 | 1.4856 | 1.4856 | 0.17699 | 1.4856 | 0 | 0.45838 | 0 | 0 | 6.0061
2025-10-25 04:00 | 0 | 0 | -86.899 | 90 | 0 | 0 | 0.32209 | 0.32209 | 0.32209 | 0 | 0 | 0 | 0 | 0 | 0.33904 | 0.32209 | 0 | 0 | 4.2418 | 5.875 | 0 | 0.33904 | -0.33904 | 15.3968 | 66.889 | 0 | 1.1483 | 1.1483 | 0.1368 | 1.1483 | 0 | 0.3543 | 0 | 0 | 5.875
2025-10-25 05:00 | 0 | 0 | -79.3748 | 90 | 0 | 0 | 0.34028 | 0.34028 | 0.34028 | 0 | 0 | 5.5511e-17 | 0 | 0 | 0.35819 | 0.34028 | 0 | 0 | 4.4284 | 5.536 | 0 | 0.35819 | -0.35819 | 14.9963 | 65.1492 | 0 | 1.2131 | 1.2131 | 0.14453 | 1.2131 | 0 | 0.37431 | 0 | 0 | 5.536
2025-10-25 06:00 | 0.050305 | 5.1796 | -71.5385 | 75.9865 | 0.066923 | 0.21283 | 0.34294 | 0.34294 | 0.34294 | 62.0586 | 0 | 5.5511e-17 | 0 | 0.21283 | 0.36099 | 0.34294 | 0 | 0 | 4.6459 | 5.1778 | 0 | 0.14817 | -0.14817 | 14.8307 | 64.4296 | 0 | 1.2226 | 1.2226 | 0.14566 | 1.2226 | 0 | 0.37724 | 0.17026 | 0 | 5.3906
2025-10-25 07:00 | 0.18027 | 16.9475 | -62.6709 | 61.4192 | 0.21222 | 0.67491 | 0.33432 | 0.33432 | 0.33432 | 201.8735 | 0 | 0 | 0 | 0.67491 | 0.35192 | 0.33432 | 0 | 0 | 4.6781 | 5.0296 | 0.32299 | 0 | 0.32299 | 15.1196 | 65.6846 | 0 | 1.1919 | 1.1919 | 0.142 | 1.1919 | 0 | 0.36775 | 0.53992 | 0 | 5.7045
2025-10-25 08:00 | 0.36591 | 27.7067 | -51.9342 | 46.9966 | 0.47218 | 1.5016 | 0.29303 | 0.29303 | 0.29303 | 512.4438 | 0 | 0 | 0 | 1.5016 | 0.30845 | 0.29303 | 0 | 0 | 4.3794 | 5.288 | 1.1932 | 0 | 1.1932 | 16.1867 | 70.3209 | 0 | 1.0447 | 1.0447 | 0.12446 | 1.0447 | 0 | 0.32233 | 1.2013 | 0 | 6.7896
2025-10-25 09:00 | 0.51233 | 36.7845 | -38.3346 | 32.9436 | 0.66721 | 2.1218 | 0.26479 | 0.26479 | 0.26479 | 801.3214 | 0 | 0 | 0 | 2.1218 | 0.27873 | 0.26479 | 0 | 0 | 3.5339 | 6.0061 | 1.8431 | 0 | 1.8431 | 17.8353 | 77.4827 | 0 | 0.94402 | 0.94402 | 0.11247 | 0.94402 | 0 | 0.29127 | 1.6975 | 0 | 8.128
2025-10-25 10:00 | 0.69368 | 43.1537 | -21.1003 | 20.0854 | 0.93865 | 2.9851 | 0.30771 | 0.30771 | 0.30771 | 970.0852 | 0.29782 | 0 | 0 | 2.9851 | 0.32391 | 0.30771 | 0 | 0 | 2.3633 | 6.0061 | 2.3633 | 0 | 2.3633 | 19.9491 | 86.6659 | 0 | 1.097 | 1.097 | 0.1307 | 1.097 | 0 | 0.33848 | 2.388 | 0 | 8.9912
2025-10-25 11:00 | 0.48368 | 45.6101 | -0.86852 | 12.799 | 0.54891 | 1.7456 | 0.32643 | 0.32643 | 0.32643 | 534.7664 | 0.44041 | 0 | 0 | 1.7456 | 0.34361 | 0.32643 | 0 | 0 | 0.9616 | 6.0061 | 0.9616 | 0 | 0.9616 | 20.8092 | 90.4024 | 0 | 1.1638 | 1.1638 | 0.13864 | 1.1638 | 0 | 0.35907 | 1.3965 | 0 | 7.7518
2025-10-25 12:00 | 0.5661 | 43.522 | 19.5082 | 19.1487 | 0.7113 | 2.262 | 0.68719 | 0.68719 | 0.68719 | 329.1739 | 0.84655 | 0 | 0 | 2.262 | 0.72336 | 0.68719 | 0 | 0 | 0.69214 | 6.0061 | 0.69214 | 0 | 0.69214 | 21.4282 | 93.0918 | 0 | 2.4499 | 2.4499 | 0.29187 | 2.4499 | 0 | 0.75591 | 1.8096 | 0 | 8.2682
2025-10-25 13:00 | 0.6056 | 37.4333 | 37.0463 | 31.809 | 0.83035 | 2.6407 | 0.442 | 0.442 | 0.442 | 597.4373 | 1.6772 | 0 | 0 | 2.6407 | 0.46526 | 0.442 | 0 | 0 | 0.49819 | 6.0061 | 0.49819 | 0 | 0.49819 | 21.8738 | 95.0276 | 0 | 1.5758 | 1.5758 | 0.18773 | 1.5758 | 0 | 0.4862 | 2.1125 | 0 | 8.6468
2025-10-25 14:00 | 0.50302 | 28.5364 | 50.9276 | 45.8102 | 0.72479 | 2.305 | 0.73949 | 0.73949 | 0.73949 | 311.6977 | 1.168 | 0 | 0 | 2.305 | 0.77841 | 0.73949 | 0 | 0 | 0.35859 | 6.0061 | 0.35859 | 0 | 0.35859 | 22.1946 | 96.421 | 0 | 2.6364 | 2.6364 | 0.31409 | 2.6364 | 0 | 0.81344 | 1.844 | 0 | 8.3111
2025-10-25 15:00 | 0.25977 | 17.8868 | 61.863 | 60.2139 | 0.37795 | 1.2019 | 0.62167 | 0.62167 | 0.62167 | 193.3427 | 0.28946 | 0 | 0 | 1.2019 | 0.65439 | 0.62167 | 0 | 0 | 0.2581 | 6.0061 | 0.2581 | 0 | 0.2581 | 22.4254 | 97.4239 | 0 | 2.2163 | 2.2163 | 0.26404 | 2.2163 | 0 | 0.68383 | 0.96156 | 0 | 7.2081
2025-10-25 16:00 | 0.082581 | 6.1842 | 70.8516 | 74.7735 | 0.15343 | 0.48793 | 0.77206 | 0.77206 | 0.77206 | 63.1988 | 0 | 0 | 0 | 0.48793 | 0.8127 | 0.77206 | 0 | 0 | 0.18578 | 6.0061 | 0 | 0.32476 | -0.32476 | 22.0623 | 95.8465 | 0 | 2.7525 | 2.7525 | 0.32792 | 2.7525 | 0 | 0.84927 | 0.39035 | 0 | 6.4941
2025-10-25 17:00 | 0 | 0 | 78.7454 | 90 | 0 | 0 | 0.68244 | 0.68244 | 0.68244 | 0 | 0 | 0 | 0 | 0 | 0.71836 | 0.68244 | 0 | 0 | 0.55833 | 6.0061 | 0 | 0.71836 | -0.71836 | 21.2592 | 92.3573 | 0 | 2.433 | 2.433 | 0.28986 | 2.433 | 0 | 0.75068 | 0 | 0 | 6.0061
2025-10-25 18:00 | 0 | 0 | 86.2683 | 90 | 0 | 0 | 0.98739 | 0.98739 | 0.98739 | 0 | 0 | 0 | 0 | 0 | 1.0394 | 0.98739 | 0 | 0 | 1.1881 | 6.0061 | 0 | 1.0394 | -1.0394 | 20.0971 | 87.309 | 0 | 3.5202 | 3.5202 | 0.41938 | 3.5202 | 0 | 1.0861 | 0 | 0 | 6.0061
2025-10-25 19:00 | 0 | 0 | 94.1846 | 90 | 0 | 0 | 0.85697 | 0.85697 | 0.85697 | 0 | 0 | 1.1102e-16 | 0 | 0 | 0.90207 | 0.85697 | 0 | 0 | 2.0031 | 6.0061 | 0 | 0.90207 | -0.90207 | 19.0886 | 82.9275 | 0 | 3.0552 | 3.0552 | 0.36398 | 3.0552 | 0 | 0.94266 | 0 | 0 | 6.0061
2025-10-25 20:00 | 0 | 0 | 103.6196 | 90 | 0 | 0 | 0.84615 | 0.84615 | 0.84615 | 0 | 0 | 1.1102e-16 | 0 | 0 | 0.89068 | 0.84615 | 0 | 0 | 2.6004 | 6.0061 | 0 | 0.89068 | -0.89068 | 18.0928 | 78.6014 | 0 | 3.0166 | 3.0166 | 0.35939 | 3.0166 | 0 | 0.93076 | 0 | 0 | 6.0061
2025-10-25 21:00 | 0 | 0 | 116.828 | 90 | 0 | 0 | 0.82026 | 0.82026 | 0.82026 | 0 | 0 | 1.1102e-16 | 0 | 0 | 0.86343 | 0.82026 | 0 | 0 | 3.1674 | 6.0061 | 0 | 0.86343 | -0.86343 | 17.1274 | 74.4076 | 0 | 2.9243 | 2.9243 | 0.34839 | 2.9243 | 0 | 0.90228 | 0 | 0 | 6.0061
2025-10-25 22:00 | 0 | 0 | 139.1405 | 90 | 0 | 0 | 0.79942 | 0.79942 | 0.79942 | 0 | 0 | 1.1102e-16 | 0 | 0 | 0.84149 | 0.79942 | 0 | 0 | 3.703 | 6.0061 | 0 | 0.84149 | -0.84149 | 16.1866 | 70.3204 | 0 | 2.85 | 2.85 | 0.33954 | 2.85 | 0 | 0.87936 | 0 | 0 | 6.0061
2025-10-25 23:00 | 0 | 0 | 178.1167 | 90 | 0 | 0 | 0.49349 | 0.49349 | 0.49349 | 0 | 0 | 0 | 0 | 0 | 0.51947 | 0.49349 | 0 | 0 | 4.2199 | 6.0061 | 0 | 0.51947 | -0.51947 | 15.6058 | 67.7973 | 0 | 1.7594 | 1.7594 | 0.2096 | 1.7594 | 0 | 0.54284 | 0 | 0 | 6.0061
2025-10-26 | 0 | 0 | -141.1622 | 90 | 0 | 0 | 0.36306 | 0.36306 | 0.36306 | 0 | 0 | 5.5511e-17 | 0 | 0 | 0.38217 | 0.36306 | 0 | 0 | 4.4519 | 5.723 | 0 | 0.38217 | -0.38217 | 15.1786 | 65.941 | 0 | 1.2943 | 1.2943 | 0.1542 | 1.2943 | 0 | 0.39936 | 0 | 0 | 5.723
2025-10-26 01:00 | 0 | 0 | -117.7162 | 90 | 0 | 0 | 0.42521 | 0.42521 | 0.42521 | 0 | 0 | 0 | 0 | 0 | 0.44759 | 0.42521 | 0 | 0 | 4.6122 | 5.3408 | 0 | 0.44759 | -0.44759 | 14.6781 | 63.767 | 0 | 1.5159 | 1.5159 | 0.1806 | 1.5159 | 0 | 0.46774 | 0 | 0 | 5.3408
2025-10-26 02:00 | 0 | 0 | -104.1034 | 90 | 0 | 0 | 0.48209 | 0.48209 | 0.48209 | 0 | 0 | 1.1102e-16 | 0 | 0 | 0.50746 | 0.48209 | 0 | 0 | 4.8749 | 4.8932 | 0 | 0.50746 | -0.50746 | 14.1108 | 61.3022 | 0 | 1.7187 | 1.7187 | 0.20476 | 1.7187 | 0 | 0.53029 | 0 | 0 | 4.8932
2025-10-26 03:00 | 0 | 0 | -94.5268 | 90 | 0 | 0 | 0.375 | 0.375 | 0.375 | 0 | 0 | 0 | 0 | 0 | 0.39473 | 0.375 | 0 | 0 | 5.143 | 4.3858 | 0 | 0.39473 | -0.39473 | 13.6695 | 59.3849 | 0 | 1.3369 | 1.3369 | 0.15927 | 1.3369 | 0 | 0.4125 | 0 | 0 | 4.3858
2025-10-26 04:00 | 0 | 0 | -86.5733 | 90 | 0 | 0 | 0.40479 | 0.40479 | 0.40479 | 0 | 0 | 5.5511e-17 | 0 | 0 | 0.42609 | 0.40479 | 0 | 0 | 5.143 | 3.991 | 0 | 0.42609 | -0.42609 | 13.1931 | 57.3154 | 0 | 1.4431 | 1.4431 | 0.17193 | 1.4431 | 0 | 0.44527 | 0 | 0 | 3.991
2025-10-26 05:00 | 0 | 0 | -79.0702 | 90 | 0 | 0 | 0.43255 | 0.43255 | 0.43255 | 0 | 0 | 5.5511e-17 | 0 | 0 | 0.45531 | 0.43255 | 0 | 0 | 5.143 | 3.5649 | 0 | 0.45531 | -0.45531 | 12.684 | 55.1038 | 0 | 1.5421 | 1.5421 | 0.18372 | 1.5421 | 0 | 0.4758 | 0 | 0 | 3.5649
2025-10-26 06:00 | 0.051565 | 5.0124 | -71.2442 | 75.98 | 0.074205 | 0.23599 | 0.40862 | 0.40862 | 0.40862 | 57.7513 | 0 | 0 | 0 | 0.23599 | 0.43013 | 0.40862 | 0 | 0 | 5.143 | 3.1096 | 0 | 0.19414 | -0.19414 | 12.467 | 54.1609 | 0 | 1.4568 | 1.4568 | 0.17356 | 1.4568 | 0 | 0.44949 | 0.18879 | 0 | 3.3456
2025-10-26 07:00 | 0.21551 | 16.755 | -62.3812 | 61.4358 | 0.29297 | 0.93169 | 0.40949 | 0.40949 | 0.40949 | 227.5265 | 0 | 0 | 0 | 0.93169 | 0.43104 | 0.40949 | 0 | 0 | 5.143 | 2.9155 | 0.50065 | 0 | 0.50065 | 12.9148 | 56.1062 | 0 | 1.4599 | 1.4599 | 0.17392 | 1.4599 | 0 | 0.45043 | 0.74535 | 0 | 3.8472
2025-10-26 08:00 | 0.36753 | 27.4798 | -51.6523 | 47.0435 | 0.47985 | 1.526 | 0.45712 | 0.45712 | 0.45712 | 333.8294 | 0 | 0 | 0 | 1.526 | 0.48118 | 0.45712 | 0 | 0 | 5.143 | 3.316 | 1.0448 | 0 | 1.0448 | 13.8493 | 60.1661 | 0 | 1.6297 | 1.6297 | 0.19416 | 1.6297 | 0 | 0.50284 | 1.2208 | 0 | 4.842
2025-10-26 09:00 | 0.52419 | 36.5153 | -38.0808 | 33.0387 | 0.69454 | 2.2087 | 0.44824 | 0.44824 | 0.44824 | 492.7633 | 0 | 0 | 0 | 2.2087 | 0.47183 | 0.44824 | 0 | 0 | 4.8566 | 4.1519 | 1.7369 | 0 | 1.7369 | 15.4028 | 66.9153 | 0 | 1.598 | 1.598 | 0.19038 | 1.598 | 0 | 0.49306 | 1.767 | 0 | 6.3606
2025-10-26 10:00 | 0.68781 | 42.8422 | -20.9226 | 20.2759 | 0.93417 | 2.9708 | 0.44661 | 0.44661 | 0.44661 | 665.1951 | 0 | 0 | 0 | 2.9708 | 0.47012 | 0.44661 | 0 | 0 | 3.7503 | 5.5414 | 2.5007 | 0 | 2.5007 | 17.6395 | 76.6323 | 0 | 1.5922 | 1.5922 | 0.18969 | 1.5922 | 0 | 0.49127 | 2.3767 | 0 | 8.5122
2025-10-26 11:00 | 0.72048 | 45.274 | -0.8256 | 13.1339 | 0.97316 | 3.0948 | 0.41965 | 0.41965 | 0.41965 | 737.4671 | 0.42136 | 0 | 0 | 3.0948 | 0.44174 | 0.41965 | 0 | 0 | 2.2317 | 6.0061 | 2.2317 | 0 | 2.2317 | 19.6356 | 85.3041 | 0 | 1.4961 | 1.4961 | 0.17824 | 1.4961 | 0 | 0.46162 | 2.4759 | 0 | 9.101
2025-10-26 12:00 | 0.67759 | 43.1926 | 19.4074 | 19.3895 | 0.9154 | 2.9111 | 0.9713 | 0.9713 | 0.9713 | 299.7125 | 0.82889 | 0 | 0 | 2.9111 | 1.0224 | 0.9713 | 0 | 0 | 1.0598 | 6.0061 | 1.0598 | 0 | 1.0598 | 20.5836 | 89.4222 | 0 | 3.4628 | 3.4628 | 0.41255 | 3.4628 | 0 | 1.0684 | 2.3289 | 0 | 8.9173
2025-10-26 13:00 | 0.44583 | 37.1335 | 36.8517 | 31.9573 | 0.53861 | 1.7129 | 1.1747 | 1.1747 | 1.1747 | 145.8201 | 0 | 0 | 0.03605 | 1.7129 | 1.2365 | 1.1747 | 0 | 0 | 0.76283 | 6.0061 | 0.4764 | 0 | 0.4764 | 21.0097 | 91.2733 | 0 | 4.1878 | 4.1878 | 0.49892 | 4.1878 | 0 | 1.2921 | 1.3703 | 0 | 7.719
2025-10-26 14:00 | 0.36268 | 28.2714 | 50.6901 | 45.9104 | 0.46075 | 1.4653 | 0.70215 | 0.70215 | 0.70215 | 208.6837 | 0 | 0 | 0 | 1.4653 | 0.73911 | 0.70215 | 0 | 0 | 0.7546 | 6.0061 | 0.72617 | 0 | 0.72617 | 21.6592 | 94.095 | 0 | 2.5033 | 2.5033 | 0.29823 | 2.5033 | 0 | 0.77237 | 1.1722 | 0 | 7.4714
2025-10-26 15:00 | 0.21428 | 17.6522 | 61.6083 | 60.2837 | 0.27659 | 0.87959 | 0.95971 | 0.95971 | 0.95971 | 91.6512 | 2.2204e-16 | 0 | 0 | 0.87959 | 1.0102 | 0.95971 | 0 | 0 | 0.43828 | 6.0061 | 0 | 0.13064 | -0.13064 | 21.5131 | 93.4605 | 0 | 3.4215 | 3.4215 | 0.40762 | 3.4215 | 0 | 1.0557 | 0.70367 | 0 | 6.8857
2025-10-26 16:00 | 0.069188 | 5.9728 | 70.5871 | 74.8202 | 0.11046 | 0.35129 | 0.9193 | 0.9193 | 0.9193 | 38.2128 | 0 | 0 | 0 | 0.35129 | 0.96768 | 0.9193 | 0 | 0 | 0.7347 | 6.0061 | 0 | 0.61639 | -0.61639 | 20.824 | 90.4666 | 0 | 3.2774 | 3.2774 | 0.39046 | 3.2774 | 0 | 1.0112 | 0.28103 | 0 | 6.3574
2025-10-26 17:00 | 0 | 0 | 78.4688 | 90 | 0 | 0 | 0.7062 | 0.7062 | 0.7062 | 0 | 0 | 0 | 0 | 0 | 0.74337 | 0.7062 | 0 | 0 | 1.3458 | 6.0061 | 0 | 0.74337 | -0.74337 | 19.9929 | 86.856 | 0 | 2.5177 | 2.5177 | 0.29995 | 2.5177 | 0 | 0.77682 | 0 | 0 | 6.0061
2025-10-26 18:00 | 0 | 0 | 85.9715 | 90 | 0 | 0 | 0.92243 | 0.92243 | 0.92243 | 0 | 0 | 1.1102e-16 | 0 | 0 | 0.97097 | 0.92243 | 0 | 0 | 1.9429 | 6.0061 | 0 | 0.97097 | -0.97097 | 18.9073 | 82.1398 | 0 | 3.2886 | 3.2886 | 0.39179 | 3.2886 | 0 | 1.0147 | 0 | 0 | 6.0061
2025-10-26 19:00 | 0 | 0 | 93.8548 | 90 | 0 | 0 | 0.92682 | 0.92682 | 0.92682 | 0 | 0 | 1.1102e-16 | 0 | 0 | 0.9756 | 0.92682 | 0 | 0 | 2.6686 | 6.0061 | 0 | 0.9756 | -0.9756 | 17.8165 | 77.4012 | 0 | 3.3042 | 3.3042 | 0.39365 | 3.3042 | 0 | 1.0195 | 0 | 0 | 6.0061
2025-10-26 20:00 | 0 | 0 | 103.2391 | 90 | 0 | 0 | 1.17 | 1.17 | 1.17 | 0 | 0 | 2.2204e-16 | 0.030925 | 0 | 1.2316 | 1.17 | 0 | 0 | 3.3302 | 6.0061 | 0 | 1.2316 | -1.2316 | 16.4396 | 71.4193 | 0 | 4.1712 | 4.1712 | 0.49694 | 4.1712 | 0 | 1.287 | 0 | 0 | 6.0061
2025-10-26 21:00 | 0 | 0 | 116.3832 | 90 | 0 | 0 | 0.83 | 0.83 | 0.83 | 0 | 0 | 1.1102e-16 | 0 | 0 | 0.87369 | 0.83 | 0 | 0 | 4.1909 | 6.0061 | 0 | 0.87369 | -0.87369 | 15.4628 | 67.1757 | 0 | 2.9591 | 2.9591 | 0.35253 | 2.9591 | 0 | 0.913 | 0 | 0 | 6.0061
2025-10-26 22:00 | 0 | 0 | 138.7092 | 90 | 0 | 0 | 0.86128 | 0.86128 | 0.86128 | 0 | 0 | 1.1102e-16 | 0 | 0 | 0.90661 | 0.86128 | 0 | 0 | 4.6777 | 5.595 | 0 | 0.90661 | -0.90661 | 14.4491 | 62.7722 | 0 | 3.0705 | 3.0705 | 0.36581 | 3.0705 | 0 | 0.9474 | 0 | 0 | 5.595
2025-10-26 23:00 | 0 | 0 | 178.1674 | 90 | 0 | 0 | 0.70089 | 0.70089 | 0.70089 | 0 | 0 | 1.1102e-16 | 0 | 0 | 0.73777 | 0.70089 | 0 | 0 | 5.143 | 4.6884 | 0 | 0.73777 | -0.73777 | 13.6243 | 59.1887 | 0 | 2.4987 | 2.4987 | 0.29769 | 2.4987 | 0 | 0.77097 | 0 | 0 | 4.6884
2025-10-27 | 0 | 0 | -140.6352 | 90 | 0 | 0 | 0.49359 | 0.49359 | 0.49359 | 0 | 0 | 1.1102e-16 | 0 | 0 | 0.51957 | 0.49359 | 0 | 0 | 5.143 | 3.9506 | 0 | 0.51957 | -0.51957 | 13.0434 | 56.6651 | 0 | 1.7597 | 1.7597 | 0.20964 | 1.7597 | 0 | 0.54295 | 0 | 0 | 3.9506
2025-10-27 01:00 | 0 | 0 | -117.2103 | 90 | 0 | 0 | 0.27381 | 0.27381 | 0.27381 | 0 | 0 | 0 | 0 | 0 | 0.28822 | 0.27381 | 0 | 0 | 5.143 | 3.4311 | 0 | 0.28822 | -0.28822 | 12.7212 | 55.2652 | 0 | 0.97617 | 0.97617 | 0.1163 | 0.97617 | 0 | 0.30119 | 0 | 0 | 3.4311
2025-10-27 02:00 | 0 | 0 | -103.6837 | 90 | 0 | 0 | 0.32282 | 0.32282 | 0.32282 | 0 | 0 | 0 | 0 | 0 | 0.33981 | 0.32282 | 0 | 0 | 5.143 | 3.1428 | 0 | 0.33981 | -0.33981 | 12.3412 | 53.6146 | 0 | 1.1509 | 1.1509 | 0.13711 | 1.1509 | 0 | 0.35511 | 0 | 0 | 3.1428
2025-10-27 03:00 | 0 | 0 | -94.1683 | 90 | 0 | 0 | 0.42328 | 0.42328 | 0.42328 | 0 | 0 | 5.5511e-17 | 0 | 0 | 0.44556 | 0.42328 | 0 | 0 | 5.143 | 2.803 | 0 | 0.44556 | -0.44556 | 11.8431 | 51.4505 | 0 | 1.509 | 1.509 | 0.17978 | 1.509 | 0 | 0.46561 | 0 | 0 | 2.803
2025-10-27 04:00 | 0 | 0 | -86.2523 | 90 | 0 | 0 | 0.30043 | 0.30043 | 0.30043 | 0 | 0 | 5.5511e-17 | 0 | 0 | 0.31625 | 0.30043 | 0 | 0 | 5.143 | 2.3575 | 0 | 0.31625 | -0.31625 | 11.4895 | 49.9145 | 0 | 1.0711 | 1.0711 | 0.1276 | 1.0711 | 0 | 0.33048 | 0 | 0 | 2.3575
2025-10-27 05:00 | 0 | 0 | -78.7705 | 90 | 0 | 0 | 0.37987 | 0.37987 | 0.37987 | 0 | 0 | 5.5511e-17 | 0 | 0 | 0.39987 | 0.37987 | 0 | 0 | 5.143 | 2.0412 | 0 | 0.39987 | -0.39987 | 11.0425 | 47.9723 | 0 | 1.3543 | 1.3543 | 0.16135 | 1.3543 | 0 | 0.41786 | 0 | 0 | 2.0412
2025-10-27 06:00 | 0.069809 | 4.8447 | -70.9551 | 75.9771 | 0.15973 | 0.50798 | 0.39299 | 0.39299 | 0.39299 | 129.2611 | 0 | 0 | 0 | 0.50798 | 0.41367 | 0.39299 | 0 | 0 | 5.143 | 1.6414 | 0.09431 | 0 | 0.09431 | 11.1268 | 48.3387 | 0 | 1.4011 | 1.4011 | 0.16692 | 1.4011 | 0 | 0.43229 | 0.40639 | 0 | 2.1493
2025-10-27 07:00 | 0.20893 | 16.5621 | -62.0974 | 61.4561 | 0.28167 | 0.89577 | 0.29823 | 0.29823 | 0.29823 | 300.3603 | 0 | 0 | 0 | 0.89577 | 0.31393 | 0.29823 | 0 | 0 | 5.143 | 1.7168 | 0.58184 | 0 | 0.58184 | 11.6472 | 50.5996 | 0 | 1.0632 | 1.0632 | 0.12667 | 1.0632 | 0 | 0.32805 | 0.71661 | 0 | 2.6126
2025-10-27 08:00 | 0.46885 | 27.253 | -51.3772 | 47.0945 | 0.68454 | 2.1769 | 0.42096 | 0.42096 | 0.42096 | 517.1335 | 0 | 0 | 0 | 2.1769 | 0.44312 | 0.42096 | 0 | 0 | 5.143 | 2.1823 | 1.7338 | 0 | 1.7338 | 13.198 | 57.3367 | 0 | 1.5008 | 1.5008 | 0.1788 | 1.5008 | 0 | 0.46306 | 1.7416 | 0 | 4.3592
2025-10-27 09:00 | 0.58105 | 36.2472 | -37.8348 | 33.1381 | 0.8034 | 2.555 | 0.30399 | 0.30399 | 0.30399 | 840.4713 | 0 | 0 | 0 | 2.555 | 0.31999 | 0.30399 | 0 | 0 | 5.0435 | 3.5693 | 2.235 | 0 | 2.235 | 15.197 | 66.0211 | 0 | 1.0838 | 1.0838 | 0.12912 | 1.0838 | 0 | 0.33439 | 2.044 | 0 | 6.1243
2025-10-27 10:00 | 0.59238 | 42.5332 | -20.7525 | 20.4699 | 0.77223 | 2.4558 | 0.16196 | 0.16196 | 0.16196 | 1516.3 | 0 | 0 | 0 | 2.4558 | 0.17049 | 0.16196 | 0 | 0 | 3.6787 | 5.3573 | 2.2853 | 0 | 2.2853 | 17.2411 | 74.9013 | 0 | 0.57741 | 0.57741 | 0.068791 | 0.57741 | 0 | 0.17816 | 1.9647 | 0 | 7.8131
2025-10-27 11:00 | 0.74434 | 44.9417 | -0.78774 | 13.4651 | 1.0151 | 3.2281 | 0.41015 | 0.41015 | 0.41015 | 787.0574 | 0.37695 | 0 | 0 | 3.2281 | 0.43174 | 0.41015 | 0 | 0 | 2.4194 | 6.0061 | 2.4194 | 0 | 2.4194 | 19.4051 | 84.3025 | 0 | 1.4622 | 1.4622 | 0.1742 | 1.4622 | 0 | 0.45116 | 2.5825 | 0 | 9.2343
2025-10-27 12:00 | 0.49335 | 42.8677 | 19.305 | 19.628 | 0.58451 | 1.8588 | 0.65264 | 0.65264 | 0.65264 | 284.8195 | 0.03982 | 0 | 0 | 1.8588 | 0.68699 | 0.65264 | 0 | 0 | 1.132 | 6.0061 | 1.132 | 0 | 1.132 | 20.4176 | 88.7013 | 0 | 2.3267 | 2.3267 | 0.2772 | 2.3267 | 0 | 0.7179 | 1.4871 | 0 | 7.865
2025-10-27 13:00 | 0.5389 | 36.8383 | 36.6578 | 32.1038 | 0.72169 | 2.2951 | 0.70663 | 0.70663 | 0.70663 | 324.7947 | 0.73647 | 0 | 0 | 2.2951 | 0.74382 | 0.70663 | 0 | 0 | 0.81482 | 6.0061 | 0.81482 | 0 | 0.81482 | 21.1464 | 91.8674 | 0 | 2.5192 | 2.5192 | 0.30013 | 2.5192 | 0 | 0.7773 | 1.8361 | 0 | 8.3013
2025-10-27 14:00 | 0.40264 | 28.0111 | 50.454 | 46.0084 | 0.54817 | 1.7433 | 0.63123 | 0.63123 | 0.63123 | 276.1738 | 0.49234 | 0 | 0 | 1.7433 | 0.66445 | 0.63123 | 0 | 0 | 0.58649 | 6.0061 | 0.58649 | 0 | 0.58649 | 21.671 | 94.1463 | 0 | 2.2504 | 2.2504 | 0.2681 | 2.2504 | 0 | 0.69435 | 1.3946 | 0 | 7.7494
2025-10-27 15:00 | 0.32874 | 17.4222 | 61.3552 | 60.3509 | 0.53515 | 1.7019 | 0.76346 | 0.76346 | 0.76346 | 222.9151 | 0.47608 | 0 | 0 | 1.7019 | 0.80364 | 0.76346 | 0 | 0 | 0.42214 | 6.0061 | 0.42214 | 0 | 0.42214 | 22.0485 | 95.7866 | 0 | 2.7218 | 2.7218 | 0.32427 | 2.7218 | 0 | 0.8398 | 1.3615 | 0 | 7.708
2025-10-27 16:00 | 0.092927 | 5.766 | 70.3242 | 74.8641 | 0.21917 | 0.69701 | 0.74712 | 0.74712 | 0.74712 | 93.2935 | 0 | 0 | 0 | 0.69701 | 0.78644 | 0.74712 | 0 | 0 | 0.30385 | 6.0061 | 0 | 0.089428 | -0.089428 | 21.9486 | 95.3523 | 0 | 2.6636 | 2.6636 | 0.31733 | 2.6636 | 0 | 0.82183 | 0.55761 | 0 | 6.7032
2025-10-27 17:00 | 0 | 0 | 78.1936 | 90 | 0 | 0 | 0.76417 | 0.76417 | 0.76417 | 0 | 0 | 1.1102e-16 | 0 | 0 | 0.80439 | 0.76417 | 0 | 0 | 0.51695 | 6.0061 | 0 | 0.80439 | -0.80439 | 21.0492 | 91.4453 | 0 | 2.7243 | 2.7243 | 0.32457 | 2.7243 | 0 | 0.84058 | 0 | 0 | 6.0061
2025-10-27 18:00 | 0 | 0 | 85.676 | 90 | 0 | 0 | 0.73138 | 0.73138 | 0.73138 | 0 | 0 | 1.1102e-16 | 0 | 0 | 0.76987 | 0.73138 | 0 | 0 | 1.2828 | 6.0061 | 0 | 0.76987 | -0.76987 | 20.1885 | 87.7059 | 0 | 2.6074 | 2.6074 | 0.31064 | 2.6074 | 0 | 0.80451 | 0 | 0 | 6.0061
2025-10-27 19:00 | 0 | 0 | 93.5258 | 90 | 0 | 0 | 0.63922 | 0.63922 | 0.63922 | 0 | 0 | 0 | 0 | 0 | 0.67286 | 0.63922 | 0 | 0 | 1.8685 | 6.0061 | 0 | 0.67286 | -0.67286 | 19.4362 | 84.4377 | 0 | 2.2789 | 2.2789 | 0.2715 | 2.2789 | 0 | 0.70314 | 0 | 0 | 6.0061
2025-10-27 20:00 | 0 | 0 | 102.8583 | 90 | 0 | 0 | 0.84147 | 0.84147 | 0.84147 | 0 | 0 | 1.1102e-16 | 0 | 0 | 0.88576 | 0.84147 | 0 | 0 | 2.3074 | 6.0061 | 0 | 0.88576 | -0.88576 | 18.4459 | 80.1355 | 0 | 2.9999 | 2.9999 | 0.3574 | 2.9999 | 0 | 0.92562 | 0 | 0 | 6.0061
2025-10-27 21:00 | 0 | 0 | 115.9351 | 90 | 0 | 0 | 0.72014 | 0.72014 | 0.72014 | 0 | 0 | 0 | 0 | 0 | 0.75804 | 0.72014 | 0 | 0 | 2.9259 | 6.0061 | 0 | 0.75804 | -0.75804 | 17.5984 | 76.4536 | 0 | 2.5674 | 2.5674 | 0.30587 | 2.5674 | 0 | 0.79215 | 0 | 0 | 6.0061
2025-10-27 22:00 | 0 | 0 | 138.2669 | 90 | 0 | 0 | 0.57628 | 0.57628 | 0.57628 | 0 | 0 | 1.1102e-16 | 0 | 0 | 0.60661 | 0.57628 | 0 | 0 | 3.3922 | 6.0061 | 0 | 0.60661 | -0.60661 | 16.9202 | 73.5072 | 0 | 2.0545 | 2.0545 | 0.24476 | 2.0545 | 0 | 0.6339 | 0 | 0 | 6.0061
2025-10-27 23:00 | 0 | 0 | 178.2101 | 90 | 0 | 0 | 0.82414 | 0.82414 | 0.82414 | 0 | 0 | 1.1102e-16 | 0 | 0 | 0.86751 | 0.82414 | 0 | 0 | 3.7258 | 6.0061 | 0 | 0.86751 | -0.86751 | 15.9503 | 69.2936 | 0 | 2.9381 | 2.9381 | 0.35004 | 2.9381 | 0 | 0.90655 | 0 | 0 | 6.0061
2025-10-28 | 0 | 0 | -140.1093 | 90 | 0 | 0 | 0.32418 | 0.32418 | 0.32418 | 0 | 0 | 0 | 0 | 0 | 0.34125 | 0.32418 | 0 | 0 | 4.3182 | 6.0061 | 0 | 0.34125 | -0.34125 | 15.5688 | 67.6361 | 0 | 1.1558 | 1.1558 | 0.13769 | 1.1558 | 0 | 0.3566 | 0 | 0 | 6.0061
2025-10-28 01:00 | 0 | 0 | -116.7086 | 90 | 0 | 0 | 0.16018 | 0.16018 | 0.16018 | 0 | 0 | 2.7756e-17 | 0 | 0 | 0.16861 | 0.16018 | 0 | 0 | 4.4091 | 5.6898 | 0 | 0.16861 | -0.16861 | 15.3803 | 66.8172 | 0 | 0.57105 | 0.57105 | 0.068032 | 0.57105 | 0 | 0.17619 | 0 | 0 | 5.6898
2025-10-28 02:00 | 0 | 0 | -103.2689 | 90 | 0 | 0 | 0.2536 | 0.2536 | 0.2536 | 0 | 0 | 0 | 0 | 0 | 0.26694 | 0.2536 | 0 | 0 | 4.4135 | 5.5212 | 0 | 0.26694 | -0.26694 | 15.0818 | 65.5206 | 0 | 0.90411 | 0.90411 | 0.10771 | 0.90411 | 0 | 0.27896 | 0 | 0 | 5.5212
2025-10-28 03:00 | 0 | 0 | -93.8145 | 90 | 0 | 0 | 0.23585 | 0.23585 | 0.23585 | 0 | 0 | 2.7756e-17 | 0 | 0 | 0.24826 | 0.23585 | 0 | 0 | 4.5628 | 5.2543 | 0 | 0.24826 | -0.24826 | 14.8042 | 64.3148 | 0 | 0.84082 | 0.84082 | 0.10017 | 0.84082 | 0 | 0.25943 | 0 | 0 | 5.2543
2025-10-28 04:00 | 0 | 0 | -85.9361 | 90 | 0 | 0 | 0.24631 | 0.24631 | 0.24631 | 0 | 0 | 5.5511e-17 | 0 | 0 | 0.25927 | 0.24631 | 0 | 0 | 4.7048 | 5.006 | 0 | 0.25927 | -0.25927 | 14.5144 | 63.0555 | 0 | 0.87811 | 0.87811 | 0.10462 | 0.87811 | 0 | 0.27094 | 0 | 0 | 5.006
2025-10-28 05:00 | 0 | 0 | -78.4757 | 90 | 0 | 0 | 0.35748 | 0.35748 | 0.35748 | 0 | 0 | 0 | 0 | 0 | 0.37629 | 0.35748 | 0 | 0 | 4.8637 | 4.7467 | 0 | 0.37629 | -0.37629 | 14.0937 | 61.2278 | 0 | 1.2745 | 1.2745 | 0.15183 | 1.2745 | 0 | 0.39323 | 0 | 0 | 4.7467
2025-10-28 06:00 | 0.051531 | 4.6763 | -70.6712 | 75.9775 | 0.083424 | 0.2653 | 0.25979 | 0.25979 | 0.25979 | 102.1224 | 0 | 0 | 0 | 0.2653 | 0.27346 | 0.25979 | 0 | 0 | 5.129 | 4.3704 | 0 | 0.0081595 | -0.0081595 | 14.0845 | 61.1881 | 0 | 0.92618 | 0.92618 | 0.11034 | 0.92618 | 0 | 0.28577 | 0.21224 | 0 | 4.6357
2025-10-28 07:00 | 0.22454 | 16.3689 | -61.8195 | 61.4801 | 0.32505 | 1.0337 | 0.21033 | 0.21033 | 0.21033 | 491.468 | 0 | 0 | 0 | 1.0337 | 0.2214 | 0.21033 | 0 | 0 | 5.0466 | 4.3623 | 0.8123 | 0 | 0.8123 | 14.8111 | 64.3445 | 0 | 0.74985 | 0.74985 | 0.089334 | 0.74985 | 0 | 0.23136 | 0.82696 | 0 | 5.396
2025-10-28 08:00 | 0.45555 | 27.0264 | -51.1089 | 47.1495 | 0.6662 | 2.1186 | 0.27359 | 0.27359 | 0.27359 | 774.3741 | 0 | 0 | 0 | 2.1186 | 0.28799 | 0.27359 | 0 | 0 | 4.4232 | 5.0121 | 1.8306 | 0 | 1.8306 | 16.4484 | 71.4578 | 0 | 0.97538 | 0.97538 | 0.1162 | 0.97538 | 0 | 0.30095 | 1.6949 | 0 | 7.1307
2025-10-28 09:00 | 0.63385 | 35.9802 | -37.5964 | 33.2417 | 0.89412 | 2.8435 | 0.24273 | 0.24273 | 0.24273 | 1171.448 | 0 | 0 | 0 | 2.8435 | 0.2555 | 0.24273 | 0 | 0 | 3.1923 | 6.0061 | 2.5879 | 0 | 2.5879 | 18.7632 | 81.5138 | 0 | 0.86536 | 0.86536 | 0.1031 | 0.86536 | 0 | 0.267 | 2.2748 | 0 | 8.8496
2025-10-28 10:00 | 0.64393 | 42.2268 | -20.5899 | 20.6672 | 0.87041 | 2.768 | 0.31986 | 0.31986 | 0.31986 | 865.3979 | 0.8339 | 0 | 0 | 2.768 | 0.33669 | 0.31986 | 0 | 0 | 1.5974 | 6.0061 | 1.5974 | 0 | 1.5974 | 20.192 | 87.721 | 0 | 1.1403 | 1.1403 | 0.13585 | 1.1403 | 0 | 0.35184 | 2.2144 | 0 | 8.7742
2025-10-28 11:00 | 0.75714 | 44.6133 | -0.75488 | 13.7926 | 1.0389 | 3.3038 | 0.16784 | 0.16784 | 0.16784 | 1968.367 | 2.2416 | 0 | 0 | 3.3038 | 0.17668 | 0.16784 | 0 | 0 | 0.88551 | 6.0061 | 0.88551 | 0 | 0.88551 | 20.984 | 91.1618 | 0 | 0.59839 | 0.59839 | 0.07129 | 0.59839 | 0 | 0.18463 | 2.643 | 0 | 9.31
2025-10-28 12:00 | 0.70936 | 42.5475 | 19.2011 | 19.8641 | 0.97619 | 3.1044 | 0.64117 | 0.64117 | 0.64117 | 484.1864 | 1.7922 | 0 | 0 | 3.1044 | 0.67491 | 0.64117 | 0 | 0 | 0.63737 | 6.0061 | 0.63737 | 0 | 0.63737 | 21.5541 | 93.6385 | 0 | 2.2858 | 2.2858 | 0.27233 | 2.2858 | 0 | 0.70529 | 2.4836 | 0 | 9.1106
2025-10-28 13:00 | 0.64438 | 36.5479 | 36.4645 | 32.2483 | 0.9071 | 2.8847 | 0.71114 | 0.71114 | 0.71114 | 405.648 | 1.6774 | 0 | 0 | 2.8847 | 0.74857 | 0.71114 | 0 | 0 | 0.45877 | 6.0061 | 0.45877 | 0 | 0.45877 | 21.9644 | 95.4211 | 0 | 2.5353 | 2.5353 | 0.30205 | 2.5353 | 0 | 0.78226 | 2.3078 | 0 | 8.8909
2025-10-28 14:00 | 0.49539 | 27.7554 | 50.2195 | 46.104 | 0.72834 | 2.3162 | 0.72484 | 0.72484 | 0.72484 | 319.5523 | 1.223 | 0 | 0 | 2.3162 | 0.76299 | 0.72484 | 0 | 0 | 0.33021 | 6.0061 | 0.33021 | 0 | 0.33021 | 22.2598 | 96.7042 | 0 | 2.5841 | 2.5841 | 0.30786 | 2.5841 | 0 | 0.79732 | 1.853 | 0 | 8.3224
2025-10-28 15:00 | 0.29409 | 17.1969 | 61.1039 | 60.4154 | 0.47548 | 1.5121 | 0.53961 | 0.53961 | 0.53961 | 280.221 | 0.70641 | 0 | 0 | 1.5121 | 0.56801 | 0.53961 | 0 | 0 | 0.23768 | 6.0061 | 0.23768 | 0 | 0.23768 | 22.4723 | 97.6278 | 0 | 1.9238 | 1.9238 | 0.22919 | 1.9238 | 0 | 0.59357 | 1.2097 | 0 | 7.5182
2025-10-28 16:00 | 0.069325 | 5.5641 | 70.063 | 74.905 | 0.12674 | 0.40304 | 0.48051 | 0.48051 | 0.48051 | 83.878 | 0 | 0 | 0 | 0.40304 | 0.5058 | 0.48051 | 0 | 0 | 0.17108 | 6.0061 | 0 | 0.10276 | -0.10276 | 22.3575 | 97.1286 | 0 | 1.7131 | 1.7131 | 0.20409 | 1.7131 | 0 | 0.52856 | 0.32243 | 0 | 6.4092
2025-10-28 17:00 | 0 | 0 | 77.9201 | 90 | 0 | 0 | 0.50987 | 0.50987 | 0.50987 | 0 | 0 | 1.1102e-16 | 0 | 0 | 0.53671 | 0.50987 | 0 | 0 | 0.33807 | 6.0061 | 0 | 0.53671 | -0.53671 | 21.7574 | 94.5218 | 0 | 1.8177 | 1.8177 | 0.21656 | 1.8177 | 0 | 0.56086 | 0 | 0 | 6.0061
2025-10-28 18:00 | 0 | 0 | 85.3819 | 90 | 0 | 0 | 0.58805 | 0.58805 | 0.58805 | 0 | 0 | 0 | 0 | 0 | 0.619 | 0.58805 | 0 | 0 | 0.83634 | 6.0061 | 0 | 0.619 | -0.619 | 21.0653 | 91.5152 | 0 | 2.0965 | 2.0965 | 0.24976 | 2.0965 | 0 | 0.64685 | 0 | 0 | 6.0061
2025-10-28 19:00 | 0 | 0 | 93.1979 | 90 | 0 | 0 | 0.32059 | 0.32059 | 0.32059 | 0 | 0 | 5.5511e-17 | 0 | 0 | 0.33746 | 0.32059 | 0 | 0 | 1.3161 | 6.0061 | 0 | 0.33746 | -0.33746 | 20.6881 | 89.8762 | 0 | 1.1429 | 1.1429 | 0.13616 | 1.1429 | 0 | 0.35265 | 0 | 0 | 6.0061
2025-10-28 20:00 | 0 | 0 | 102.4774 | 90 | 0 | 0 | 0.74974 | 0.74974 | 0.74974 | 0 | 0 | 1.1102e-16 | 0 | 0 | 0.7892 | 0.74974 | 0 | 0 | 1.4902 | 6.0061 | 0 | 0.7892 | -0.7892 | 19.8057 | 86.0429 | 0 | 2.6729 | 2.6729 | 0.31844 | 2.6729 | 0 | 0.82471 | 0 | 0 | 6.0061
2025-10-28 21:00 | 0 | 0 | 115.4837 | 90 | 0 | 0 | 0.53151 | 0.53151 | 0.53151 | 0 | 0 | 0 | 0 | 0 | 0.55949 | 0.53151 | 0 | 0 | 2.0897 | 6.0061 | 0 | 0.55949 | -0.55949 | 19.1802 | 83.3254 | 0 | 1.8949 | 1.8949 | 0.22575 | 1.8949 | 0 | 0.58467 | 0 | 0 | 6.0061
2025-10-28 22:00 | 0 | 0 | 137.8137 | 90 | 0 | 0 | 0.74841 | 0.74841 | 0.74841 | 0 | 0 | 1.1102e-16 | 0 | 0 | 0.7878 | 0.74841 | 0 | 0 | 2.4223 | 6.0061 | 0 | 0.7878 | -0.7878 | 18.2994 | 79.4989 | 0 | 2.6682 | 2.6682 | 0.31788 | 2.6682 | 0 | 0.82325 | 0 | 0 | 6.0061
2025-10-28 23:00 | 0 | 0 | 178.2442 | 90 | 0 | 0 | 0.72394 | 0.72394 | 0.72394 | 0 | 0 | 1.1102e-16 | 0 | 0 | 0.76204 | 0.72394 | 0 | 0 | 2.9686 | 6.0061 | 0 | 0.76204 | -0.76204 | 17.4474 | 75.7976 | 0 | 2.5809 | 2.5809 | 0.30748 | 2.5809 | 0 | 0.79633 | 0 | 0 | 6.0061
2025-10-29 | 0 | 0 | -139.5848 | 90 | 0 | 0 | 0.46466 | 0.46466 | 0.46466 | 0 | 0 | 5.5511e-17 | 0 | 0 | 0.48912 | 0.46466 | 0 | 0 | 3.4603 | 6.0061 | 0 | 0.48912 | -0.48912 | 16.9005 | 73.4219 | 0 | 1.6566 | 1.6566 | 0.19736 | 1.6566 | 0 | 0.51113 | 0 | 0 | 6.0061
2025-10-29 01:00 | 0 | 0 | -116.2115 | 90 | 0 | 0 | 0.40663 | 0.40663 | 0.40663 | 0 | 0 | 5.5511e-17 | 0 | 0 | 0.42803 | 0.40663 | 0 | 0 | 3.6975 | 6.0061 | 0 | 0.42803 | -0.42803 | 16.422 | 71.3429 | 0 | 1.4497 | 1.4497 | 0.17271 | 1.4497 | 0 | 0.44729 | 0 | 0 | 6.0061
2025-10-29 02:00 | 0 | 0 | -102.8592 | 90 | 0 | 0 | 0.51997 | 0.51997 | 0.51997 | 0 | 0 | 1.1102e-16 | 0 | 0 | 0.54734 | 0.51997 | 0 | 0 | 3.9178 | 6.0061 | 0 | 0.54734 | -0.54734 | 15.8101 | 68.6844 | 0 | 1.8538 | 1.8538 | 0.22085 | 1.8538 | 0 | 0.57197 | 0 | 0 | 6.0061
2025-10-29 03:00 | 0 | 0 | -93.4658 | 90 | 0 | 0 | 0.39626 | 0.39626 | 0.39626 | 0 | 0 | 5.5511e-17 | 0 | 0 | 0.41712 | 0.39626 | 0 | 0 | 4.271 | 5.9056 | 0 | 0.41712 | -0.41712 | 15.3437 | 66.6585 | 0 | 1.4127 | 1.4127 | 0.16831 | 1.4127 | 0 | 0.43589 | 0 | 0 | 5.9056
2025-10-29 04:00 | 0 | 0 | -85.6248 | 90 | 0 | 0 | 0.43385 | 0.43385 | 0.43385 | 0 | 0 | 5.5511e-17 | 0 | 0 | 0.45668 | 0.43385 | 0 | 0 | 4.5005 | 5.4885 | 0 | 0.45668 | -0.45668 | 14.8331 | 64.4403 | 0 | 1.5467 | 1.5467 | 0.18427 | 1.5467 | 0 | 0.47723 | 0 | 0 | 5.4885
2025-10-29 05:00 | 0 | 0 | -78.1858 | 90 | 0 | 0 | 0.28158 | 0.28158 | 0.28158 | 0 | 0 | 5.5511e-17 | 0 | 0 | 0.2964 | 0.28158 | 0 | 0 | 4.7824 | 5.0318 | 0 | 0.2964 | -0.2964 | 14.5017 | 63.0006 | 0 | 1.0039 | 1.0039 | 0.1196 | 1.0039 | 0 | 0.30974 | 0 | 0 | 5.0318
2025-10-29 06:00 | 0.052984 | 4.5075 | -70.3927 | 75.9814 | 0.095604 | 0.30404 | 0.39837 | 0.39837 | 0.39837 | 76.3206 | 0 | 0 | 0 | 0.30404 | 0.41933 | 0.39837 | 0 | 0 | 4.9219 | 4.7354 | 0 | 0.1153 | -0.1153 | 14.3728 | 62.4406 | 0 | 1.4202 | 1.4202 | 0.1692 | 1.4202 | 0 | 0.4382 | 0.24323 | 0 | 5.0395
2025-10-29 07:00 | 0.293 | 16.1754 | -61.5476 | 61.5077 | 0.49143 | 1.5628 | 0.39031 | 0.39031 | 0.39031 | 400.4099 | 0 | 0 | 0 | 1.5628 | 0.41085 | 0.39031 | 0 | 0 | 4.9243 | 4.6201 | 1.152 | 0 | 1.152 | 15.4032 | 66.9169 | 0 | 1.3915 | 1.3915 | 0.16578 | 1.3915 | 0 | 0.42934 | 1.2503 | 0 | 6.183
2025-10-29 08:00 | 0.47592 | 26.8 | -50.8474 | 47.2083 | 0.70698 | 2.2483 | 0.35216 | 0.35216 | 0.35216 | 638.4358 | 0 | 0 | 0 | 2.2483 | 0.3707 | 0.35216 | 0 | 0 | 4.0357 | 5.5417 | 1.8776 | 0 | 1.8776 | 17.0826 | 74.2128 | 0 | 1.2555 | 1.2555 | 0.14958 | 1.2555 | 0 | 0.38738 | 1.7987 | 0 | 7.7901
2025-10-29 09:00 | 0.62838 | 35.7146 | -37.3656 | 33.3494 | 0.8906 | 2.8323 | 0.27531 | 0.27531 | 0.27531 | 1028.749 | 0 | 0 | 0 | 2.8323 | 0.2898 | 0.27531 | 0 | 0 | 2.8035 | 6.0061 | 2.5425 | 0 | 2.5425 | 19.3566 | 84.0921 | 0 | 0.98151 | 0.98151 | 0.11693 | 0.98151 | 0 | 0.30284 | 2.2658 | 0 | 8.8384
2025-10-29 10:00 | 0.78786 | 41.923 | -20.4346 | 20.8674 | 1.0965 | 3.4871 | 0.40346 | 0.40346 | 0.40346 | 864.3044 | 1.801 | 0 | 0 | 3.4871 | 0.42469 | 0.40346 | 0 | 0 | 1.2614 | 6.0061 | 1.2614 | 0 | 1.2614 | 20.4849 | 88.9934 | 0 | 1.4384 | 1.4384 | 0.17136 | 1.4384 | 0 | 0.4438 | 2.7897 | 0 | 9.4932
2025-10-29 11:00 | 0.85294 | 44.289 | -0.72696 | 14.1163 | 1.1808 | 3.7552 | 0.32024 | 0.32024 | 0.32024 | 1172.628 | 2.6243 | 0 | 0 | 3.7552 | 0.33709 | 0.32024 | 0 | 0 | 0.79375 | 6.0061 | 0.79375 | 0 | 0.79375 | 21.1948 | 92.0777 | 0 | 1.1417 | 1.1417 | 0.13601 | 1.1417 | 0 | 0.35226 | 3.0041 | 0 | 9.7613
2025-10-29 12:00 | 0.76177 | 42.2321 | 19.0957 | 20.0976 | 1.0576 | 3.3635 | 0.93895 | 0.93895 | 0.93895 | 358.2196 | 1.8038 | 0 | 0 | 3.3635 | 0.98837 | 0.93895 | 0 | 0 | 0.57132 | 6.0061 | 0.57132 | 0 | 0.57132 | 21.7058 | 94.2977 | 0 | 3.3475 | 3.3475 | 0.3988 | 3.3475 | 0 | 1.0328 | 2.6908 | 0 | 9.3697
2025-10-29 13:00 | 0.64337 | 36.2623 | 36.2719 | 32.3906 | 0.91042 | 2.8953 | 0.58272 | 0.58272 | 0.58272 | 496.8567 | 1.8707 | 0 | 0 | 2.8953 | 0.61339 | 0.58272 | 0 | 0 | 0.41123 | 6.0061 | 0.41123 | 0 | 0.41123 | 22.0736 | 95.8956 | 0 | 2.0775 | 2.0775 | 0.2475 | 2.0775 | 0 | 0.64099 | 2.3162 | 0 | 8.9014
2025-10-29 14:00 | 0.48298 | 27.5045 | 49.9864 | 46.1972 | 0.71302 | 2.2675 | 0.66202 | 0.66202 | 0.66202 | 342.5139 | 1.2747 | 0 | 0 | 2.2675 | 0.69687 | 0.66202 | 0 | 0 | 0.29599 | 6.0061 | 0.29599 | 0 | 0.29599 | 22.3384 | 97.0457 | 0 | 2.3602 | 2.3602 | 0.28118 | 2.3602 | 0 | 0.72822 | 1.814 | 0 | 8.2737
2025-10-29 15:00 | 0.27473 | 16.9764 | 60.8542 | 60.4772 | 0.43917 | 1.3966 | 0.67174 | 0.67174 | 0.67174 | 207.9137 | 0.47649 | 0 | 0 | 1.3966 | 0.70709 | 0.67174 | 0 | 0 | 0.21305 | 6.0061 | 0.21305 | 0 | 0.21305 | 22.5289 | 97.8736 | 0 | 2.3948 | 2.3948 | 0.28531 | 2.3948 | 0 | 0.73891 | 1.1173 | 0 | 7.4028
2025-10-29 16:00 | 0.078032 | 5.367 | 69.8035 | 74.9429 | 0.1771 | 0.5632 | 0.74971 | 0.74971 | 0.74971 | 75.1232 | 0 | 1.1102e-16 | 0 | 0.5632 | 0.78916 | 0.74971 | 0 | 0 | 0.15335 | 6.0061 | 0 | 0.22596 | -0.22596 | 22.2763 | 96.7761 | 0 | 2.6728 | 2.6728 | 0.31843 | 2.6728 | 0 | 0.82468 | 0.45056 | 0 | 6.5694
2025-10-29 17:00 | 0 | 0 | 77.6482 | 90 | 0 | 0 | 0.89346 | 0.89346 | 0.89346 | 0 | 0 | 0 | 0 | 0 | 0.94049 | 0.89346 | 0 | 0 | 0.4231 | 6.0061 | 0 | 0.94049 | -0.94049 | 21.2248 | 92.208 | 0 | 3.1853 | 3.1853 | 0.37948 | 3.1853 | 0 | 0.98281 | 0 | 0 | 6.0061
2025-10-29 18:00 | 0 | 0 | 85.0893 | 90 | 0 | 0 | 0.85862 | 0.85862 | 0.85862 | 0 | 0 | 1.1102e-16 | 0 | 0 | 0.90381 | 0.85862 | 0 | 0 | 1.2611 | 6.0061 | 0 | 0.90381 | -0.90381 | 20.2143 | 87.8181 | 0 | 3.0611 | 3.0611 | 0.36469 | 3.0611 | 0 | 0.94448 | 0 | 0 | 6.0061
2025-10-29 19:00 | 0 | 0 | 92.871 | 90 | 0 | 0 | 0.74731 | 0.74731 | 0.74731 | 0 | 0 | 1.1102e-16 | 0 | 0 | 0.78664 | 0.74731 | 0 | 0 | 1.9242 | 6.0061 | 0 | 0.78664 | -0.78664 | 19.3348 | 83.9972 | 0 | 2.6643 | 2.6643 | 0.31741 | 2.6643 | 0 | 0.82204 | 0 | 0 | 6.0061
2025-10-29 20:00 | 0 | 0 | 102.0967 | 90 | 0 | 0 | 0.5318 | 0.5318 | 0.5318 | 0 | 0 | 1.1102e-16 | 0 | 0 | 0.55979 | 0.5318 | 0 | 0 | 2.4257 | 6.0061 | 0 | 0.55979 | -0.55979 | 18.709 | 81.2782 | 0 | 1.8959 | 1.8959 | 0.22587 | 1.8959 | 0 | 0.58498 | 0 | 0 | 6.0061
2025-10-29 21:00 | 0 | 0 | 115.0296 | 90 | 0 | 0 | 0.69915 | 0.69915 | 0.69915 | 0 | 0 | 1.1102e-16 | 0 | 0 | 0.73595 | 0.69915 | 0 | 0 | 2.7171 | 6.0061 | 0 | 0.73595 | -0.73595 | 17.8861 | 77.7037 | 0 | 2.4925 | 2.4925 | 0.29695 | 2.4925 | 0 | 0.76906 | 0 | 0 | 6.0061
2025-10-29 22:00 | 0 | 0 | 137.3494 | 90 | 0 | 0 | 0.79575 | 0.79575 | 0.79575 | 0 | 0 | 1.1102e-16 | 0 | 0 | 0.83764 | 0.79575 | 0 | 0 | 3.1986 | 6.0061 | 0 | 0.83764 | -0.83764 | 16.9496 | 73.6351 | 0 | 2.837 | 2.837 | 0.33798 | 2.837 | 0 | 0.87533 | 0 | 0 | 6.0061
2025-10-29 23:00 | 0 | 0 | 178.2691 | 90 | 0 | 0 | 0.72427 | 0.72427 | 0.72427 | 0 | 0 | 1.1102e-16 | 0 | 0 | 0.76239 | 0.72427 | 0 | 0 | 3.7582 | 6.0061 | 0 | 0.76239 | -0.76239 | 16.0972 | 69.9321 | 0 | 2.5821 | 2.5821 | 0.30762 | 2.5821 | 0 | 0.7967 | 0 | 0 | 6.0061
2025-10-30 | 0 | 0 | -139.0622 | 90 | 0 | 0 | 0.39937 | 0.39937 | 0.39937 | 0 | 0 | 5.5511e-17 | 0 | 0 | 0.42039 | 0.39937 | 0 | 0 | 4.2289 | 6.0061 | 0 | 0.42039 | -0.42039 | 15.6272 | 67.8902 | 0 | 1.4238 | 1.4238 | 0.16963 | 1.4238 | 0 | 0.43931 | 0 | 0 | 6.0061
2025-10-30 01:00 | 0 | 0 | -115.7192 | 90 | 0 | 0 | 0.37212 | 0.37212 | 0.37212 | 0 | 0 | 0 | 0 | 0 | 0.39171 | 0.37212 | 0 | 0 | 4.395 | 5.7421 | 0 | 0.39171 | -0.39171 | 15.1893 | 65.9876 | 0 | 1.3267 | 1.3267 | 0.15805 | 1.3267 | 0 | 0.40934 | 0 | 0 | 5.7421
2025-10-30 02:00 | 0 | 0 | -102.4548 | 90 | 0 | 0 | 0.39806 | 0.39806 | 0.39806 | 0 | 0 | 5.5511e-17 | 0 | 0 | 0.41901 | 0.39806 | 0 | 0 | 4.5892 | 5.3504 | 0 | 0.41901 | -0.41901 | 14.7208 | 63.9524 | 0 | 1.4191 | 1.4191 | 0.16907 | 1.4191 | 0 | 0.43786 | 0 | 0 | 5.3504
2025-10-30 03:00 | 0 | 0 | -93.1222 | 90 | 0 | 0 | 0.34724 | 0.34724 | 0.34724 | 0 | 0 | 5.5511e-17 | 0 | 0 | 0.36552 | 0.34724 | 0 | 0 | 4.8358 | 4.9314 | 0 | 0.36552 | -0.36552 | 14.3122 | 62.1771 | 0 | 1.238 | 1.238 | 0.14749 | 1.238 | 0 | 0.38196 | 0 | 0 | 4.9314
2025-10-30 04:00 | 0 | 0 | -85.3184 | 90 | 0 | 0 | 0.40948 | 0.40948 | 0.40948 | 0 | 0 | 5.5511e-17 | 0 | 0 | 0.43104 | 0.40948 | 0 | 0 | 5.0424 | 4.5659 | 0 | 0.43104 | -0.43104 | 13.8303 | 60.0835 | 0 | 1.4599 | 1.4599 | 0.17392 | 1.4599 | 0 | 0.45043 | 0 | 0 | 4.5659
2025-10-30 05:00 | 0 | 0 | -77.9011 | 90 | 0 | 0 | 0.47054 | 0.47054 | 0.47054 | 0 | 0 | 0 | 0 | 0 | 0.49531 | 0.47054 | 0 | 0 | 5.143 | 4.1348 | 0 | 0.49531 | -0.49531 | 13.2765 | 57.6777 | 0 | 1.6775 | 1.6775 | 0.19986 | 1.6775 | 0 | 0.5176 | 0 | 0 | 4.1348
2025-10-30 06:00 | 0.042963 | 4.3383 | -70.1195 | 75.9887 | 0.061741 | 0.19635 | 0.34956 | 0.34956 | 0.34956 | 56.1693 | 0 | 0 | 0 | 0.19635 | 0.36796 | 0.34956 | 0 | 0 | 5.143 | 3.6395 | 0 | 0.17161 | -0.17161 | 13.0846 | 56.8442 | 0 | 1.2462 | 1.2462 | 0.14847 | 1.2462 | 0 | 0.38452 | 0.15708 | 0 | 3.8359
2025-10-30 07:00 | 0.18722 | 15.9817 | -61.2817 | 61.539 | 0.24241 | 0.77089 | 0.46002 | 0.46002 | 0.46002 | 167.5792 | 0 | 0 | 0 | 0.77089 | 0.48423 | 0.46002 | 0 | 0 | 5.143 | 3.4679 | 0.28666 | 0 | 0.28666 | 13.341 | 57.9581 | 0 | 1.64 | 1.64 | 0.19539 | 1.64 | 0 | 0.50602 | 0.61672 | 0 | 4.2388
2025-10-30 08:00 | 0.31345 | 26.5741 | -50.5928 | 47.271 | 0.38396 | 1.2211 | 0.30319 | 0.30319 | 0.30319 | 402.7357 | 0 | 0 | 0 | 1.2211 | 0.31915 | 0.30319 | 0 | 0 | 5.143 | 3.6973 | 0.90192 | 0 | 0.90192 | 14.1477 | 61.4626 | 0 | 1.0809 | 1.0809 | 0.12878 | 1.0809 | 0 | 0.33351 | 0.97685 | 0 | 4.9183
2025-10-30 09:00 | 0.61318 | 35.4502 | -37.1425 | 33.4609 | 0.87179 | 2.7724 | 0.51727 | 0.51727 | 0.51727 | 535.9746 | 0 | 0 | 0 | 2.7724 | 0.5445 | 0.51727 | 0 | 0 | 4.7418 | 4.4188 | 2.2279 | 0 | 2.2279 | 16.1405 | 70.1198 | 0 | 1.8441 | 1.8441 | 0.2197 | 1.8441 | 0 | 0.569 | 2.218 | 0 | 7.1912
2025-10-30 10:00 | 0.62739 | 41.6219 | -20.2866 | 21.0702 | 0.85097 | 2.7062 | 0.26915 | 0.26915 | 0.26915 | 1005.465 | 0 | 0 | 0 | 2.7062 | 0.28332 | 0.26915 | 0 | 0 | 3.2543 | 6.0061 | 2.4229 | 0 | 2.4229 | 18.3076 | 79.5345 | 0 | 0.95956 | 0.95956 | 0.11432 | 0.95956 | 0 | 0.29607 | 2.165 | 0 | 8.7124
2025-10-30 11:00 | 0.74232 | 43.9689 | -0.70392 | 14.4359 | 1.0263 | 3.2637 | 0.39712 | 0.39712 | 0.39712 | 821.8515 | 1.0062 | 0 | 0 | 3.2637 | 0.41802 | 0.39712 | 0 | 0 | 1.8395 | 6.0061 | 1.8395 | 0 | 1.8395 | 19.9529 | 86.6822 | 0 | 1.4158 | 1.4158 | 0.16867 | 1.4158 | 0 | 0.43683 | 2.611 | 0 | 9.2699
2025-10-30 12:00 | 0.73018 | 41.9214 | 18.9887 | 20.3283 | 1.0169 | 3.2338 | 0.51631 | 0.51631 | 0.51631 | 626.3348 | 1.7299 | 0 | 0 | 3.2338 | 0.54348 | 0.51631 | 0 | 0 | 0.96042 | 6.0061 | 0.96042 | 0 | 0.96042 | 20.8119 | 90.4142 | 0 | 1.8407 | 1.8407 | 0.21929 | 1.8407 | 0 | 0.56794 | 2.587 | 0 | 9.24
2025-10-30 13:00 | 0.63195 | 35.9817 | 36.08 | 32.5306 | 0.89797 | 2.8557 | 0.46747 | 0.46747 | 0.46747 | 610.8875 | 1.6723 | 0 | 0 | 2.8557 | 0.49207 | 0.46747 | 0 | 0 | 0.69129 | 6.0061 | 0.69129 | 0 | 0.69129 | 21.4302 | 93.1003 | 0 | 1.6666 | 1.6666 | 0.19855 | 1.6666 | 0 | 0.51421 | 2.2845 | 0 | 8.8618
2025-10-30 14:00 | 0.48331 | 27.2585 | 49.7548 | 46.2878 | 0.71886 | 2.2861 | 0.81618 | 0.81618 | 0.81618 | 280.0942 | 0.92937 | 0 | 0 | 2.2861 | 0.85914 | 0.81618 | 0 | 0 | 0.49758 | 6.0061 | 0.49758 | 0 | 0.49758 | 21.8753 | 95.0337 | 0 | 2.9098 | 2.9098 | 0.34666 | 2.9098 | 0 | 0.8978 | 1.8289 | 0 | 8.2922
2025-10-30 15:00 | 0.31972 | 16.7607 | 60.6063 | 60.5361 | 0.53681 | 1.7071 | 0.99561 | 0.99561 | 0.99561 | 171.4667 | 0.30098 | 0 | 0 | 1.7071 | 1.048 | 0.99561 | 0 | 0 | 0.35815 | 6.0061 | 0.35815 | 0 | 0.35815 | 22.1956 | 96.4254 | 0 | 3.5495 | 3.5495 | 0.42287 | 3.5495 | 0 | 1.0952 | 1.3657 | 0 | 7.7133
2025-10-30 16:00 | 0.10226 | 5.1748 | 69.5457 | 74.9778 | 0.28506 | 0.90654 | 0.69489 | 0.69489 | 0.69489 | 130.4572 | 0 | 0 | 0 | 0.90654 | 0.73146 | 0.69489 | 0 | 0 | 0.25779 | 6.0061 | 0.17507 | 0 | 0.17507 | 22.3522 | 97.1057 | 0 | 2.4774 | 2.4774 | 0.29514 | 2.4774 | 0 | 0.76438 | 0.72523 | 0 | 6.9127
2025-10-30 17:00 | 0 | 0 | 77.378 | 90 | 0 | 0 | 0.57995 | 0.57995 | 0.57995 | 0 | 0 | 0 | 0 | 0 | 0.61048 | 0.57995 | 0 | 0 | 0.2449 | 6.0061 | 0 | 0.61048 | -0.61048 | 21.6696 | 94.1405 | 0 | 2.0676 | 2.0676 | 0.24633 | 2.0676 | 0 | 0.63795 | 0 | 0 | 6.0061
2025-10-30 18:00 | 0 | 0 | 84.7983 | 90 | 0 | 0 | 0.96002 | 0.96002 | 0.96002 | 0 | 0 | 1.1102e-16 | 0 | 0 | 1.0105 | 0.96002 | 0 | 0 | 0.86342 | 6.0061 | 0 | 1.0105 | -1.0105 | 20.5398 | 89.2322 | 0 | 3.4226 | 3.4226 | 0.40775 | 3.4226 | 0 | 1.056 | 0 | 0 | 6.0061
2025-10-30 19:00 | 0 | 0 | 92.5455 | 90 | 0 | 0 | 0.81203 | 0.81203 | 0.81203 | 0 | 0 | 0 | 0 | 0 | 0.85476 | 0.81203 | 0 | 0 | 1.7066 | 6.0061 | 0 | 0.85476 | -0.85476 | 19.5842 | 85.0805 | 0 | 2.895 | 2.895 | 0.3449 | 2.895 | 0 | 0.89323 | 0 | 0 | 6.0061
2025-10-30 20:00 | 0 | 0 | 101.7164 | 90 | 0 | 0 | 0.36559 | 0.36559 | 0.36559 | 0 | 0 | 5.5511e-17 | 0 | 0 | 0.38484 | 0.36559 | 0 | 0 | 2.2896 | 6.0061 | 0 | 0.38484 | -0.38484 | 19.1539 | 83.2113 | 0 | 1.3034 | 1.3034 | 0.15528 | 1.3034 | 0 | 0.40215 | 0 | 0 | 6.0061
2025-10-30 21:00 | 0 | 0 | 114.5729 | 90 | 0 | 0 | 0.75554 | 0.75554 | 0.75554 | 0 | 0 | 0 | 0 | 0 | 0.79531 | 0.75554 | 0 | 0 | 2.4225 | 6.0061 | 0 | 0.79531 | -0.79531 | 18.2647 | 79.3483 | 0 | 2.6936 | 2.6936 | 0.3209 | 2.6936 | 0 | 0.8311 | 0 | 0 | 6.0061
2025-10-30 22:00 | 0 | 0 | 136.8743 | 90 | 0 | 0 | 0.49961 | 0.49961 | 0.49961 | 0 | 0 | 5.5511e-17 | 0 | 0 | 0.5259 | 0.49961 | 0 | 0 | 2.9836 | 6.0061 | 0 | 0.5259 | -0.5259 | 17.6767 | 76.794 | 0 | 1.7812 | 1.7812 | 0.2122 | 1.7812 | 0 | 0.54957 | 0 | 0 | 6.0061
2025-10-30 23:00 | 0 | 0 | 178.2844 | 90 | 0 | 0 | 0.7716 | 0.7716 | 0.7716 | 0 | 0 | 1.1102e-16 | 0 | 0 | 0.81221 | 0.7716 | 0 | 0 | 3.2659 | 6.0061 | 0 | 0.81221 | -0.81221 | 16.7687 | 72.849 | 0 | 2.7509 | 2.7509 | 0.32773 | 2.7509 | 0 | 0.84876 | 0 | 0 | 6.0061
2025-10-31 | 0 | 0 | -138.5419 | 90 | 0 | 0 | 0.57935 | 0.57935 | 0.57935 | 0 | 0 | 1.1102e-16 | 0 | 0 | 0.60985 | 0.57935 | 0 | 0 | 3.8304 | 6.0061 | 0 | 0.60985 | -0.60985 | 16.0868 | 69.8868 | 0 | 2.0655 | 2.0655 | 0.24607 | 2.0655 | 0 | 0.63729 | 0 | 0 | 6.0061
2025-10-31 01:00 | 0 | 0 | -115.2319 | 90 | 0 | 0 | 0.41099 | 0.41099 | 0.41099 | 0 | 0 | 0 | 0 | 0 | 0.43263 | 0.41099 | 0 | 0 | 4.1803 | 6.0061 | 0 | 0.43263 | -0.43263 | 15.6031 | 67.7855 | 0 | 1.4652 | 1.4652 | 0.17456 | 1.4652 | 0 | 0.45209 | 0 | 0 | 6.0061
2025-10-31 02:00 | 0 | 0 | -102.0559 | 90 | 0 | 0 | 0.28221 | 0.28221 | 0.28221 | 0 | 0 | 5.5511e-17 | 0 | 0 | 0.29706 | 0.28221 | 0 | 0 | 4.388 | 5.7206 | 0 | 0.29706 | -0.29706 | 15.271 | 66.3427 | 0 | 1.0061 | 1.0061 | 0.11986 | 1.0061 | 0 | 0.31043 | 0 | 0 | 5.7206
2025-10-31 03:00 | 0 | 0 | -92.7839 | 90 | 0 | 0 | 0.54071 | 0.54071 | 0.54071 | 0 | 0 | 1.1102e-16 | 0 | 0 | 0.56917 | 0.54071 | 0 | 0 | 4.5088 | 5.4235 | 0 | 0.56917 | -0.56917 | 14.6347 | 63.5781 | 0 | 1.9277 | 1.9277 | 0.22966 | 1.9277 | 0 | 0.59478 | 0 | 0 | 5.4235
2025-10-31 04:00 | 0 | 0 | -85.0172 | 90 | 0 | 0 | 0.48311 | 0.48311 | 0.48311 | 0 | 0 | 5.5511e-17 | 0 | 0 | 0.50853 | 0.48311 | 0 | 0 | 4.9097 | 4.8543 | 0 | 0.50853 | -0.50853 | 14.0661 | 61.1081 | 0 | 1.7223 | 1.7223 | 0.20519 | 1.7223 | 0 | 0.53142 | 0 | 0 | 4.8543
2025-10-31 05:00 | 0 | 0 | -77.6215 | 90 | 0 | 0 | 0.40114 | 0.40114 | 0.40114 | 0 | 0 | 5.5511e-17 | 0 | 0 | 0.42225 | 0.40114 | 0 | 0 | 5.143 | 4.3458 | 0 | 0.42225 | -0.42225 | 13.594 | 59.0572 | 0 | 1.4301 | 1.4301 | 0.17038 | 1.4301 | 0 | 0.44125 | 0 | 0 | 4.3458
2025-10-31 06:00 | 0.045065 | 4.1687 | -69.8519 | 75.9995 | 0.073943 | 0.23515 | 0.30988 | 0.30988 | 0.30988 | 75.8844 | 0 | 0 | 0 | 0.23515 | 0.32619 | 0.30988 | 0 | 0 | 5.143 | 3.9236 | 0 | 0.091039 | -0.091039 | 13.4922 | 58.615 | 0 | 1.1048 | 1.1048 | 0.13162 | 1.1048 | 0 | 0.34087 | 0.18812 | 0 | 4.1587
2025-10-31 07:00 | 0.09164 | 15.7879 | -61.0219 | 61.5739 | 0.088777 | 0.28233 | 0.36523 | 0.36523 | 0.36523 | 77.3007 | 0 | 0 | 0 | 0.28233 | 0.38445 | 0.36523 | 0 | 0 | 5.143 | 3.8325 | 0 | 0.10213 | -0.10213 | 13.3781 | 58.119 | 0 | 1.3021 | 1.3021 | 0.15513 | 1.3021 | 0 | 0.40176 | 0.22586 | 0 | 4.1148
2025-10-31 08:00 | 0.32635 | 26.3487 | -50.3451 | 47.3374 | 0.41411 | 1.3169 | 0.48908 | 0.48908 | 0.48908 | 269.2681 | 0 | 0 | 0 | 1.3169 | 0.51482 | 0.48908 | 0 | 0 | 5.143 | 3.7304 | 0.80211 | 0 | 0.80211 | 14.0955 | 61.2357 | 0 | 1.7436 | 1.7436 | 0.20773 | 1.7436 | 0 | 0.53798 | 1.0535 | 0 | 5.0473
2025-10-31 09:00 | 0.30577 | 35.1874 | -36.927 | 33.576 | 0.31832 | 1.0123 | 0.33692 | 0.33692 | 0.33692 | 300.4578 | 0 | 0 | 0 | 1.0123 | 0.35466 | 0.33692 | 0 | 0 | 4.8282 | 4.3721 | 0.65765 | 0 | 0.65765 | 14.6837 | 63.7912 | 0 | 1.2012 | 1.2012 | 0.1431 | 1.2012 | 0 | 0.37061 | 0.80985 | 0 | 5.3844
2025-10-31 10:00 | 0.53745 | 41.3238 | -20.1459 | 21.2753 | 0.68551 | 2.18 | 0.36964 | 0.36964 | 0.36964 | 589.7746 | 0 | 0 | 0 | 2.18 | 0.3891 | 0.36964 | 0 | 0 | 4.4352 | 4.8982 | 1.7909 | 0 | 1.7909 | 16.2856 | 70.7503 | 0 | 1.3178 | 1.3178 | 0.157 | 1.3178 | 0 | 0.4066 | 1.744 | 0 | 7.0782
2025-10-31 11:00 | 0.24737 | 43.6529 | -0.68568 | 14.7514 | 0.23784 | 0.75639 | 0.40062 | 0.40062 | 0.40062 | 188.8049 | 0 | 0 | 0 | 0.75639 | 0.4217 | 0.40062 | 0 | 0 | 3.2659 | 6.0061 | 0.33468 | 0 | 0.33468 | 16.5849 | 72.0508 | 0 | 1.4283 | 1.4283 | 0.17016 | 1.4283 | 0 | 0.44068 | 0.60511 | 0 | 6.7625
2025-10-31 12:00 | 0.45411 | 41.6157 | 18.8803 | 20.5559 | 0.52617 | 1.6733 | 1.0058 | 1.0058 | 1.0058 | 166.3666 | 0 | 0 | 0 | 1.6733 | 1.0587 | 1.0058 | 0 | 0 | 3.2976 | 6.0061 | 0.61458 | 0 | 0.61458 | 17.1346 | 74.4389 | 0 | 3.5858 | 3.5858 | 0.4272 | 3.5858 | 0 | 1.1064 | 1.3387 | 0 | 7.6795
2025-10-31 13:00 | 0.37389 | 35.7061 | 35.8887 | 32.6681 | 0.42314 | 1.3457 | 0.73395 | 0.73395 | 0.73395 | 183.3452 | 0 | 0 | 0 | 1.3457 | 0.77258 | 0.73395 | 0 | 0 | 3.0168 | 6.0061 | 0.57308 | 0 | 0.57308 | 17.6472 | 76.6657 | 0 | 2.6166 | 2.6166 | 0.31173 | 2.6166 | 0 | 0.80734 | 1.0765 | 0 | 7.3518
2025-10-31 14:00 | 0.36439 | 27.0175 | 49.5248 | 46.3758 | 0.48716 | 1.5492 | 0.66301 | 0.66301 | 0.66301 | 233.6676 | 0 | 0 | 0 | 1.5492 | 0.69791 | 0.66301 | 0 | 0 | 2.7516 | 6.0061 | 0.85134 | 0 | 0.85134 | 18.4087 | 79.9737 | 0 | 2.3637 | 2.3637 | 0.28161 | 2.3637 | 0 | 0.72932 | 1.2394 | 0 | 7.5554
2025-10-31 15:00 | 0.25817 | 16.5499 | 60.3603 | 60.5922 | 0.41258 | 1.3121 | 1.0295 | 1.0295 | 1.0295 | 127.449 | 0 | 0 | 0 | 1.3121 | 1.0837 | 1.0295 | 0 | 0 | 2.2753 | 6.0061 | 0.2284 | 0 | 0.2284 | 18.613 | 80.8612 | 0 | 3.6702 | 3.6702 | 0.43726 | 3.6702 | 0 | 1.1324 | 1.0497 | 0 | 7.3182
2025-10-31 16:00 | 0.068846 | 4.9876 | 69.2899 | 75.0096 | 0.15452 | 0.49141 | 0.86775 | 0.86775 | 0.86775 | 56.6305 | 0 | 1.1102e-16 | 0 | 0.49141 | 0.91342 | 0.86775 | 0 | 0 | 2.2754 | 6.0061 | 0 | 0.42201 | -0.42201 | 18.1411 | 78.8115 | 0 | 3.0936 | 3.0936 | 0.36856 | 3.0936 | 0 | 0.95452 | 0.39313 | 0 | 6.4976
2025-10-31 17:00 | 0 | 0 | 77.1096 | 90 | 0 | 0 | 0.81399 | 0.81399 | 0.81399 | 0 | 0 | 1.1102e-16 | 0 | 0 | 0.85683 | 0.81399 | 0 | 0 | 2.7539 | 6.0061 | 0 | 0.85683 | -0.85683 | 17.1832 | 74.6497 | 0 | 2.902 | 2.902 | 0.34573 | 2.902 | 0 | 0.89539 | 0 | 0 | 6.0061
2025-10-31 18:00 | 0 | 0 | 84.5091 | 90 | 0 | 0 | 0.97818 | 0.97818 | 0.97818 | 0 | 0 | 1.1102e-16 | 0 | 0 | 1.0297 | 0.97818 | 0 | 0 | 3.501 | 6.0061 | 0 | 1.0297 | -1.0297 | 16.032 | 69.6485 | 0 | 3.4873 | 3.4873 | 0.41547 | 3.4873 | 0 | 1.076 | 0 | 0 | 6.0061
2025-10-31 19:00 | 0 | 0 | 92.2214 | 90 | 0 | 0 | 0.68485 | 0.68485 | 0.68485 | 0 | 0 | 1.1102e-16 | 0 | 0 | 0.72089 | 0.68485 | 0 | 0 | 4.2829 | 6.0061 | 0 | 0.72089 | -0.72089 | 15.226 | 66.1471 | 0 | 2.4416 | 2.4416 | 0.29088 | 2.4416 | 0 | 0.75333 | 0 | 0 | 6.0061
2025-10-31 20:00 | 0 | 0 | 101.3367 | 90 | 0 | 0 | 0.65319 | 0.65319 | 0.65319 | 0 | 0 | 1.1102e-16 | 0 | 0 | 0.68757 | 0.65319 | 0 | 0 | 4.7086 | 5.3832 | 0 | 0.68757 | -0.68757 | 14.4573 | 62.8074 | 0 | 2.3287 | 2.3287 | 0.27743 | 2.3287 | 0 | 0.71851 | 0 | 0 | 5.3832
2025-10-31 21:00 | 0 | 0 | 114.1139 | 90 | 0 | 0 | 0.63207 | 0.63207 | 0.63207 | 0 | 0 | 1.1102e-16 | 0 | 0 | 0.66534 | 0.63207 | 0 | 0 | 5.1174 | 4.6957 | 0 | 0.66534 | -0.66534 | 13.7134 | 59.5758 | 0 | 2.2534 | 2.2534 | 0.26846 | 2.2534 | 0 | 0.69528 | 0 | 0 | 4.6957
2025-10-31 22:00 | 0 | 0 | 136.3884 | 90 | 0 | 0 | 0.73637 | 0.73637 | 0.73637 | 0 | 0 | 0 | 0 | 0 | 0.77513 | 0.73637 | 0 | 0 | 5.143 | 4.0303 | 0 | 0.77513 | -0.77513 | 12.8468 | 55.8109 | 0 | 2.6252 | 2.6252 | 0.31276 | 2.6252 | 0 | 0.81001 | 0 | 0 | 4.0303
2025-10-31 23:00 | 0 | 0 | 178.2894 | 90 | 0 | 0 | 0.83784 | 0.83784 | 0.83784 | 0 | 0 | 1.1102e-16 | 0 | 0 | 0.88194 | 0.83784 | 0 | 0 | 5.143 | 3.2552 | 0 | 0.88194 | -0.88194 | 11.8607 | 51.5272 | 0 | 2.987 | 2.987 | 0.35586 | 2.987 | 0 | 0.92163 | 0 | 0 | 3.2552
2025-11-01 | 0 | 0 | -138.0243 | 90 | 0 | 0 | 0.39602 | 0.39602 | 0.39602 | 0 | 0 | 5.5511e-17 | 0 | 0 | 0.41687 | 0.39602 | 0 | 0 | 5.143 | 2.3732 | 0 | 0.41687 | -0.41687 | 11.3947 | 49.5024 | 0 | 3.8858 | 3.8858 | 0.46294 | 3.8858 | 0 | 0.43563 | 0 | 0 | 2.3732
2025-11-01 01:00 | 0 | 0 | -114.75 | 90 | 0 | 0 | 0.31716 | 0.31716 | 0.31716 | 0 | 0 | 0 | 0 | 0 | 0.33386 | 0.31716 | 0 | 0 | 5.143 | 1.9564 | 0 | 0.33386 | -0.33386 | 11.0214 | 47.8808 | 0 | 3.112 | 3.112 | 0.37076 | 3.112 | 0 | 0.34888 | 0 | 0 | 1.9564
2025-11-01 02:00 | 0 | 0 | -101.6626 | 90 | 0 | 0 | 0.36096 | 0.36096 | 0.36096 | 0 | 0 | 5.5511e-17 | 0 | 0 | 0.37996 | 0.36096 | 0 | 0 | 5.143 | 1.6225 | 0 | 0.37996 | -0.37996 | 10.5966 | 46.0353 | 0 | 3.5417 | 3.5417 | 0.42195 | 3.5417 | 0 | 0.39705 | 0 | 0 | 1.6225
2025-11-01 03:00 | 0 | 0 | -92.4509 | 90 | 0 | 0 | 0.24205 | 0.24205 | 0.24205 | 0 | 0 | 2.7756e-17 | 0 | 0 | 0.25479 | 0.24205 | 0 | 0 | 5.143 | 1.2426 | 0 | 0.25479 | -0.25479 | 10.3117 | 44.7978 | 0 | 2.375 | 2.375 | 0.28295 | 2.375 | 0 | 0.26626 | 0 | 0 | 1.2426
2025-11-01 04:00 | 0 | 0 | -84.7212 | 90 | 0 | 0 | 0.31512 | 0.31512 | 0.31512 | 0 | 0 | 5.5511e-17 | 0 | 0 | 0.3317 | 0.31512 | 0 | 0 | 5.143 | 0.98778 | 0 | 0.3317 | -0.3317 | 9.9409 | 43.1866 | 0 | 3.092 | 3.092 | 0.36836 | 3.092 | 0 | 0.34663 | 0 | 0 | 0.98778
2025-11-01 05:00 | 0 | 0 | -77.3472 | 90 | 0 | 0 | 0.37656 | 0.37656 | 0.37656 | 0 | 0 | 5.5511e-17 | 0 | 0 | 0.39638 | 0.37656 | 0 | 0 | 5.143 | 0.65607 | 0 | 0.39638 | -0.39638 | 9.4977 | 41.2613 | 0 | 3.6949 | 3.6949 | 0.44019 | 3.6949 | 0 | 0.41422 | 0 | 0 | 0.65607
2025-11-01 06:00 | 0.036358 | 3.9987 | -69.5899 | 76.0136 | 0.047839 | 0.15214 | 0.4111 | 0.39123 | 0.39123 | 38.8862 | 0 | 0.019864 | 0.1766 | 0.15214 | 0.41182 | 0.39123 | 0 | 0 | 5.143 | 0.25969 | 0 | 0.25969 | -0.25969 | 9.2074 | 40 | 0 | 4.0337 | 4.0337 | 0.48056 | 4.0337 | 0 | 0.45221 | 0.12171 | 0 | 0.41182
2025-11-01 07:00 | 0.24422 | 15.5941 | -60.7683 | 61.6122 | 0.39971 | 1.2712 | 0.31739 | 0.31739 | 0.31739 | 400.5024 | 0 | 0 | 0.10761 | 1.2712 | 0.3341 | 0.31739 | 0 | 0 | 5.143 | 1.5888e-15 | 0.93706 | 0 | 0.93706 | 10.0455 | 43.6412 | 0 | 3.1143 | 3.1143 | 0.37102 | 3.1143 | 0 | 0.34913 | 1.0169 | 0 | 1.2712
2025-11-01 08:00 | 0.44427 | 26.1238 | -50.1044 | 47.4074 | 0.6668 | 2.1206 | 0.29688 | 0.29688 | 0.29688 | 714.2753 | 0 | 0 | 0 | 2.1206 | 0.31251 | 0.29688 | 0 | 0 | 5.143 | 0.74965 | 1.808 | 0 | 1.808 | 11.6627 | 50.6667 | 0 | 2.913 | 2.913 | 0.34705 | 2.913 | 0 | 0.32657 | 1.6964 | 0 | 2.8702
2025-11-01 09:00 | 0.71216 | 34.9262 | -36.7191 | 33.6947 | 1.0305 | 3.2773 | 0.2536 | 0.2536 | 0.2536 | 1292.292 | 0 | 0 | 0 | 3.2773 | 0.26695 | 0.2536 | 0 | 0 | 5.143 | 2.1961 | 3.0103 | 0 | 3.0103 | 14.3552 | 62.364 | 0 | 2.4884 | 2.4884 | 0.29645 | 2.4884 | 0 | 0.27896 | 2.6218 | 0 | 5.4734
2025-11-01 10:00 | 0.75472 | 41.0287 | -20.0123 | 21.4823 | 1.0629 | 3.3803 | 0.31155 | 0.31155 | 0.31155 | 1085.001 | 0 | 0 | 0 | 3.3803 | 0.32795 | 0.31155 | 0 | 0 | 3.9626 | 4.6044 | 3.0524 | 0 | 3.0524 | 17.0853 | 74.2246 | 0 | 3.057 | 3.057 | 0.36419 | 3.057 | 0 | 0.34271 | 2.7043 | 0 | 7.9847
2025-11-01 11:00 | 0.61784 | 43.3413 | -0.67218 | 15.0627 | 0.82412 | 2.6208 | 0.34508 | 0.34508 | 0.34508 | 759.4778 | 0.00067375 | 0 | 0 | 2.6208 | 0.36325 | 0.34508 | 0 | 0 | 2.2569 | 6.0061 | 2.2569 | 0 | 2.2569 | 19.104 | 82.9943 | 0 | 3.386 | 3.386 | 0.40339 | 3.386 | 0 | 0.37959 | 2.0967 | 0 | 8.627
2025-11-01 12:00 | 0.63989 | 41.3151 | 18.7704 | 20.7804 | 0.88087 | 2.8013 | 0.4944 | 0.4944 | 0.4944 | 566.6058 | 1.0545 | 0 | 0 | 2.8013 | 0.52042 | 0.4944 | 0 | 0 | 1.2264 | 6.0061 | 1.2264 | 0 | 1.2264 | 20.2009 | 87.7597 | 0 | 4.8504 | 4.8504 | 0.57785 | 4.8504 | 0 | 0.54384 | 2.241 | 0 | 8.8075
2025-11-01 13:00 | 0.60132 | 35.4356 | 35.6981 | 32.803 | 0.85892 | 2.7315 | 0.58602 | 0.58602 | 0.58602 | 466.112 | 1.2319 | 0 | 0 | 2.7315 | 0.61686 | 0.58602 | 0 | 0 | 0.88272 | 6.0061 | 0.88272 | 0 | 0.88272 | 20.9904 | 91.1897 | 0 | 5.7492 | 5.7492 | 0.68494 | 5.7492 | 0 | 0.64462 | 2.1852 | 0 | 8.7377
2025-11-01 14:00 | 0.43202 | 26.7815 | 49.2963 | 46.461 | 0.63549 | 2.021 | 0.71314 | 0.71314 | 0.71314 | 283.389 | 0.63492 | 0 | 0 | 2.021 | 0.75067 | 0.71314 | 0 | 0 | 0.63536 | 6.0061 | 0.63536 | 0 | 0.63536 | 21.5587 | 93.6585 | 0 | 6.9963 | 6.9963 | 0.83351 | 6.9963 | 0 | 0.78445 | 1.6168 | 0 | 8.0271
2025-11-01 15:00 | 0.28077 | 16.3442 | 60.116 | 60.6453 | 0.47247 | 1.5025 | 0.31957 | 0.31957 | 0.31957 | 470.1808 | 0.70883 | 0 | 0 | 1.5025 | 0.33638 | 0.31957 | 0 | 0 | 0.45732 | 6.0061 | 0.45732 | 0 | 0.45732 | 21.9677 | 95.4355 | 0 | 3.1351 | 3.1351 | 0.37351 | 3.1351 | 0 | 0.35152 | 1.202 | 0 | 7.5087
2025-11-01 16:00 | 0.078241 | 4.8055 | 69.0359 | 75.0383 | 0.21581 | 0.68632 | 0.42176 | 0.42176 | 0.42176 | 162.7265 | 0 | 0 | 0 | 0.68632 | 0.44396 | 0.42176 | 0 | 0 | 0.32917 | 6.0061 | 0.24236 | 0 | 0.24236 | 22.1845 | 96.3773 | 0 | 4.1378 | 4.1378 | 0.49296 | 4.1378 | 0 | 0.46394 | 0.54906 | 0 | 6.6925
2025-11-01 17:00 | 0 | 0 | 76.8431 | 90 | 0 | 0 | 0.70975 | 0.70975 | 0.70975 | 0 | 0 | 1.1102e-16 | 0 | 0 | 0.74711 | 0.70975 | 0 | 0 | 0.29922 | 6.0061 | 0 | 0.74711 | -0.74711 | 21.3492 | 92.7485 | 0 | 6.9631 | 6.9631 | 0.82956 | 6.9631 | 0 | 0.78073 | 0 | 0 | 6.0061
2025-11-01 18:00 | 0 | 0 | 84.2216 | 90 | 0 | 0 | 0.7731 | 0.7731 | 0.7731 | 0 | 0 | 0 | 0 | 0 | 0.81379 | 0.7731 | 0 | 0 | 1.0623 | 6.0061 | 0 | 0.81379 | -0.81379 | 20.4394 | 88.7958 | 0 | 7.5846 | 7.5846 | 0.9036 | 7.5846 | 0 | 0.85041 | 0 | 0 | 6.0061
2025-11-01 19:00 | 0 | 0 | 91.8989 | 90 | 0 | 0 | 0.74446 | 0.74446 | 0.74446 | 0 | 0 | 1.1102e-16 | 0 | 0 | 0.78364 | 0.74446 | 0 | 0 | 1.7175 | 6.0061 | 0 | 0.78364 | -0.78364 | 19.5632 | 84.9895 | 0 | 7.3036 | 7.3036 | 0.87012 | 7.3036 | 0 | 0.81891 | 0 | 0 | 6.0061
2025-11-01 20:00 | 0 | 0 | 100.9577 | 90 | 0 | 0 | 0.65237 | 0.65237 | 0.65237 | 0 | 0 | 1.1102e-16 | 0 | 0 | 0.6867 | 0.65237 | 0 | 0 | 2.2621 | 6.0061 | 0 | 0.6867 | -0.6867 | 18.7955 | 81.6541 | 0 | 6.4001 | 6.4001 | 0.76249 | 6.4001 | 0 | 0.7176 | 0 | 0 | 6.0061
2025-11-01 21:00 | 0 | 0 | 113.6529 | 90 | 0 | 0 | 0.5709 | 0.5709 | 0.5709 | 0 | 0 | 1.1102e-16 | 0 | 0 | 0.60094 | 0.5709 | 0 | 0 | 2.6878 | 6.0061 | 0 | 0.60094 | -0.60094 | 18.1236 | 78.7353 | 0 | 5.6008 | 5.6008 | 0.66726 | 5.6008 | 0 | 0.62799 | 0 | 0 | 6.0061
2025-11-01 22:00 | 0 | 0 | 135.8919 | 90 | 0 | 0 | 0.77021 | 0.77021 | 0.77021 | 0 | 0 | 0 | 0 | 0 | 0.81074 | 0.77021 | 0 | 0 | 3.0376 | 6.0061 | 0 | 0.81074 | -0.81074 | 17.2172 | 74.7974 | 0 | 7.5562 | 7.5562 | 0.90021 | 7.5562 | 0 | 0.84723 | 0 | 0 | 6.0061
2025-11-01 23:00 | 0 | 0 | 178.2836 | 90 | 0 | 0 | 0.73459 | 0.73459 | 0.73459 | 0 | 0 | 1.1102e-16 | 0 | 0 | 0.77326 | 0.73459 | 0 | 0 | 3.5893 | 6.0061 | 0 | 0.77326 | -0.77326 | 16.3526 | 71.0416 | 0 | 7.2068 | 7.2068 | 0.85859 | 7.2068 | 0 | 0.80805 | 0 | 0 | 6.0061
2025-11-02 | 0 | 0 | -137.5097 | 90 | 0 | 0 | 0.31792 | 0.31792 | 0.31792 | 0 | 0 | 0 | 0 | 0 | 0.33465 | 0.31792 | 0 | 0 | 4.0809 | 6.0061 | 0 | 0.33465 | -0.33465 | 15.9785 | 69.4161 | 0 | 3.1194 | 3.1194 | 0.37164 | 3.1194 | 0 | 0.34971 | 0 | 0 | 6.0061
2025-11-02 01:00 | 0 | 0 | -114.2738 | 90 | 0 | 0 | 0.39036 | 0.39036 | 0.39036 | 0 | 0 | 5.5511e-17 | 0 | 0 | 0.41091 | 0.39036 | 0 | 0 | 4.1734 | 6.0061 | 0 | 0.41091 | -0.41091 | 15.5191 | 67.4203 | 0 | 3.8303 | 3.8303 | 0.45632 | 3.8303 | 0 | 0.4294 | 0 | 0 | 6.0061
2025-11-02 02:00 | 0 | 0 | -101.2751 | 90 | 0 | 0 | 0.3526 | 0.3526 | 0.3526 | 0 | 0 | 0 | 0 | 0 | 0.37115 | 0.3526 | 0 | 0 | 4.3994 | 5.6454 | 0 | 0.37115 | -0.37115 | 15.1041 | 65.6175 | 0 | 3.4597 | 3.4597 | 0.41218 | 3.4597 | 0 | 0.38786 | 0 | 0 | 5.6454
2025-11-02 03:00 | 0 | 0 | -92.1234 | 90 | 0 | 0 | 0.28069 | 0.28069 | 0.28069 | 0 | 0 | 0 | 0 | 0 | 0.29547 | 0.28069 | 0 | 0 | 4.6066 | 5.2742 | 0 | 0.29547 | -0.29547 | 14.7738 | 64.1824 | 0 | 2.7542 | 2.7542 | 0.32812 | 2.7542 | 0 | 0.30876 | 0 | 0 | 5.2742
2025-11-02 04:00 | 0 | 0 | -84.4305 | 90 | 0 | 0 | 0.38933 | 0.38933 | 0.38933 | 0 | 0 | 5.5511e-17 | 0 | 0 | 0.40982 | 0.38933 | 0 | 0 | 4.7593 | 4.9787 | 0 | 0.40982 | -0.40982 | 14.3156 | 62.1919 | 0 | 3.8201 | 3.8201 | 0.45511 | 3.8201 | 0 | 0.42826 | 0 | 0 | 4.9787
2025-11-02 05:00 | 0 | 0 | -77.0782 | 90 | 0 | 0 | 0.41031 | 0.41031 | 0.41031 | 0 | 0 | 5.5511e-17 | 0 | 0 | 0.43191 | 0.41031 | 0 | 0 | 5.0321 | 4.5689 | 0 | 0.43191 | -0.43191 | 13.8327 | 60.0941 | 0 | 4.026 | 4.026 | 0.47964 | 4.026 | 0 | 0.45134 | 0 | 0 | 4.5689
2025-11-02 06:00 | 0.044017 | 3.8285 | -69.3335 | 76.0311 | 0.081441 | 0.259 | 0.37577 | 0.37577 | 0.37577 | 68.9237 | 5.5511e-17 | 0 | 0 | 0.259 | 0.39555 | 0.37577 | 0 | 0 | 5.143 | 4.137 | 0 | 0.13655 | -0.13655 | 13.68 | 59.4308 | 0 | 3.6871 | 3.6871 | 0.43927 | 3.6871 | 0 | 0.41335 | 0.2072 | 0 | 4.396
2025-11-02 07:00 | 0.25397 | 15.4004 | -60.5208 | 61.6541 | 0.43078 | 1.37 | 0.25514 | 0.25514 | 0.25514 | 536.948 | 0 | 0 | 0 | 1.37 | 0.26856 | 0.25514 | 0 | 0 | 5.143 | 4.0005 | 1.1014 | 0 | 1.1014 | 14.6651 | 63.7105 | 0 | 2.5034 | 2.5034 | 0.29825 | 2.5034 | 0 | 0.28065 | 1.096 | 0 | 5.3704
2025-11-02 08:00 | 0.4459 | 25.8996 | -49.8706 | 47.4809 | 0.67515 | 2.1471 | 0.28562 | 0.28562 | 0.28562 | 751.7263 | 0 | 0 | 0 | 2.1471 | 0.30066 | 0.28562 | 0 | 0 | 4.4642 | 4.8816 | 1.8464 | 0 | 1.8464 | 16.3166 | 70.8852 | 0 | 2.8025 | 2.8025 | 0.33388 | 2.8025 | 0 | 0.31418 | 1.7177 | 0 | 7.0287
2025-11-02 09:00 | 0.58281 | 34.6667 | -36.5187 | 33.8166 | 0.83654 | 2.6603 | 0.43686 | 0.43686 | 0.43686 | 608.9659 | 0 | 0 | 0 | 2.6603 | 0.45986 | 0.43686 | 0 | 0 | 3.2445 | 6.0061 | 2.2005 | 0 | 2.2005 | 18.2848 | 79.4357 | 0 | 4.2865 | 4.2865 | 0.51068 | 4.2865 | 0 | 0.48055 | 2.1283 | 0 | 8.6665
2025-11-02 10:00 | 0.74444 | 40.7367 | -19.8858 | 21.691 | 1.0526 | 3.3474 | 0.37506 | 0.37506 | 0.37506 | 892.4883 | 1.013 | 0 | 0 | 3.3474 | 0.39481 | 0.37506 | 0 | 0 | 1.9396 | 6.0061 | 1.9396 | 0 | 1.9396 | 20.0197 | 86.9725 | 0 | 3.6802 | 3.6802 | 0.43844 | 3.6802 | 0 | 0.41257 | 2.6779 | 0 | 9.3536
2025-11-02 11:00 | 0.75117 | 43.0341 | -0.66335 | 15.3696 | 1.053 | 3.3487 | 0.30093 | 0.30093 | 0.30093 | 1112.771 | 2.0924 | 0 | 0 | 3.3487 | 0.31677 | 0.30093 | 0 | 0 | 0.93949 | 6.0061 | 0.93949 | 0 | 0.93949 | 20.86 | 90.6231 | 0 | 2.9527 | 2.9527 | 0.35178 | 2.9527 | 0 | 0.33102 | 2.6789 | 0 | 9.3548
2025-11-02 12:00 | 0.6057 | 41.0195 | 18.659 | 21.0015 | 0.82348 | 2.6188 | 0.91683 | 0.91683 | 0.91683 | 285.6377 | 0.97751 | 0 | 0 | 2.6188 | 0.96509 | 0.91683 | 0 | 0 | 0.67622 | 6.0061 | 0.67622 | 0 | 0.67622 | 21.4648 | 93.2507 | 0 | 8.9947 | 8.9947 | 1.0716 | 8.9947 | 0 | 1.0085 | 2.0951 | 0 | 8.625
2025-11-02 13:00 | 0.45772 | 35.1704 | 35.5081 | 32.9353 | 0.58971 | 1.8754 | 0.59991 | 0.59991 | 0.59991 | 312.6102 | 0.75717 | 0 | 0 | 1.8754 | 0.63149 | 0.59991 | 0 | 0 | 0.48673 | 6.0061 | 0.48673 | 0 | 0.48673 | 21.9002 | 95.142 | 0 | 5.8855 | 5.8855 | 0.70118 | 5.8855 | 0 | 0.6599 | 1.5003 | 0 | 7.8815
2025-11-02 14:00 | 0.43938 | 26.5507 | 49.0694 | 46.5434 | 0.65541 | 2.0843 | 0.78716 | 0.78716 | 0.78716 | 264.7877 | 0.90538 | 0 | 0 | 2.0843 | 0.82859 | 0.78716 | 0 | 0 | 0.35034 | 6.0061 | 0.35034 | 0 | 0.35034 | 22.2135 | 96.5033 | 0 | 7.7225 | 7.7225 | 0.92003 | 7.7225 | 0 | 0.86588 | 1.6674 | 0 | 8.0905
2025-11-02 15:00 | 0.25564 | 16.1436 | 59.8736 | 60.6955 | 0.4193 | 1.3335 | 0.52913 | 0.52913 | 0.52913 | 252.0106 | 0.52431 | 0 | 0 | 1.3335 | 0.55698 | 0.52913 | 0 | 0 | 0.25217 | 6.0061 | 0.25217 | 0 | 0.25217 | 22.4391 | 97.4831 | 0 | 5.1911 | 5.1911 | 0.61844 | 5.1911 | 0 | 0.58204 | 1.0668 | 0 | 7.3396
2025-11-02 16:00 | 0.064872 | 4.6285 | 68.7839 | 75.0638 | 0.15597 | 0.496 | 0.71164 | 0.71164 | 0.71164 | 69.6975 | 0 | 0 | 0 | 0.496 | 0.7491 | 0.71164 | 0 | 0 | 0.1815 | 6.0061 | 0 | 0.2531 | -0.2531 | 22.1561 | 96.2538 | 0 | 6.9817 | 6.9817 | 0.83177 | 6.9817 | 0 | 0.78281 | 0.3968 | 0 | 6.5021
2025-11-02 17:00 | 0 | 0 | 76.5786 | 90 | 0 | 0 | 0.57112 | 0.57112 | 0.57112 | 0 | 0 | 1.1102e-16 | 0 | 0 | 0.60118 | 0.57112 | 0 | 0 | 0.48791 | 6.0061 | 0 | 0.60118 | -0.60118 | 21.4839 | 93.3338 | 0 | 5.6031 | 5.6031 | 0.66753 | 5.6031 | 0 | 0.62824 | 0 | 0 | 6.0061
2025-11-02 18:00 | 0 | 0 | 83.9361 | 90 | 0 | 0 | 0.61623 | 0.61623 | 0.61623 | 0 | 0 | 0 | 0 | 0 | 0.64867 | 0.61623 | 0 | 0 | 1.0228 | 6.0061 | 0 | 0.64867 | -0.64867 | 20.7587 | 90.1831 | 0 | 6.0456 | 6.0456 | 0.72025 | 6.0456 | 0 | 0.67786 | 0 | 0 | 6.0061
2025-11-02 19:00 | 0 | 0 | 91.5782 | 90 | 0 | 0 | 1.0443 | 1.0443 | 1.0443 | 0 | 0 | 2.2204e-16 | 0 | 0 | 1.0992 | 1.0443 | 0 | 0 | 1.5099 | 6.0061 | 0 | 1.0992 | -1.0992 | 19.5297 | 84.8441 | 0 | 10.2448 | 10.2448 | 1.2205 | 10.2448 | 0 | 1.1487 | 0 | 0 | 6.0061
2025-11-02 20:00 | 0 | 0 | 100.5799 | 90 | 0 | 0 | 0.84238 | 0.84238 | 0.84238 | 0 | 0 | 0 | 0 | 0 | 0.88671 | 0.84238 | 0 | 0 | 2.3543 | 6.0061 | 0 | 0.88671 | -0.88671 | 18.5384 | 80.5372 | 0 | 8.2642 | 8.2642 | 0.98457 | 8.2642 | 0 | 0.92662 | 0 | 0 | 6.0061
2025-11-02 21:00 | 0 | 0 | 113.1904 | 90 | 0 | 0 | 0.81836 | 0.81836 | 0.81836 | 0 | 0 | 0 | 0 | 0 | 0.86143 | 0.81836 | 0 | 0 | 2.918 | 6.0061 | 0 | 0.86143 | -0.86143 | 17.5753 | 76.3531 | 0 | 8.0286 | 8.0286 | 0.9565 | 8.0286 | 0 | 0.9002 | 0 | 0 | 6.0061
2025-11-02 22:00 | 0 | 0 | 135.3849 | 90 | 0 | 0 | 0.68034 | 0.68034 | 0.68034 | 0 | 0 | 0 | 0 | 0 | 0.71615 | 0.68034 | 0 | 0 | 3.4525 | 6.0061 | 0 | 0.71615 | -0.71615 | 16.7746 | 72.8747 | 0 | 6.6745 | 6.6745 | 0.79518 | 6.6745 | 0 | 0.74837 | 0 | 0 | 6.0061
2025-11-02 23:00 | 0 | 0 | 178.2663 | 90 | 0 | 0 | 0.68413 | 0.68413 | 0.68413 | 0 | 0 | 1.1102e-16 | 0 | 0 | 0.72014 | 0.68413 | 0 | 0 | 3.8577 | 6.0061 | 0 | 0.72014 | -0.72014 | 15.9694 | 69.3769 | 0 | 6.7118 | 6.7118 | 0.79961 | 6.7118 | 0 | 0.75255 | 0 | 0 | 6.0061
2025-11-03 | 0 | 0 | -136.9987 | 90 | 0 | 0 | 0.42775 | 0.42775 | 0.42775 | 0 | 0 | 5.5511e-17 | 0 | 0 | 0.45026 | 0.42775 | 0 | 0 | 4.2893 | 6.0061 | 0 | 0.45026 | -0.45026 | 15.466 | 67.1899 | 0 | 4.1971 | 4.1971 | 0.50003 | 4.1971 | 0 | 0.47052 | 0 | 0 | 6.0061
2025-11-03 01:00 | 0 | 0 | -113.8034 | 90 | 0 | 0 | 0.38224 | 0.38224 | 0.38224 | 0 | 0 | 5.5511e-17 | 0 | 0 | 0.40236 | 0.38224 | 0 | 0 | 4.4883 | 5.5979 | 0 | 0.40236 | -0.40236 | 15.0162 | 65.2356 | 0 | 3.7505 | 3.7505 | 0.44682 | 3.7505 | 0 | 0.42046 | 0 | 0 | 5.5979
2025-11-03 02:00 | 0 | 0 | -100.8936 | 90 | 0 | 0 | 0.41139 | 0.41139 | 0.41139 | 0 | 0 | 0 | 0 | 0 | 0.43304 | 0.41139 | 0 | 0 | 4.69 | 5.1956 | 0 | 0.43304 | -0.43304 | 14.532 | 63.1322 | 0 | 4.0366 | 4.0366 | 0.4809 | 4.0366 | 0 | 0.45253 | 0 | 0 | 5.1956
2025-11-03 03:00 | 0 | 0 | -91.8015 | 90 | 0 | 0 | 0.38926 | 0.38926 | 0.38926 | 0 | 0 | 5.5511e-17 | 0 | 0 | 0.40975 | 0.38926 | 0 | 0 | 4.9467 | 4.7625 | 0 | 0.40975 | -0.40975 | 14.0739 | 61.142 | 0 | 3.8194 | 3.8194 | 0.45503 | 3.8194 | 0 | 0.42818 | 0 | 0 | 4.7625
2025-11-03 04:00 | 0 | 0 | -84.1452 | 90 | 0 | 0 | 0.33629 | 0.33629 | 0.33629 | 0 | 0 | 5.5511e-17 | 0 | 0 | 0.35399 | 0.33629 | 0 | 0 | 5.143 | 4.3528 | 0 | 0.35399 | -0.35399 | 13.6782 | 59.4227 | 0 | 3.2997 | 3.2997 | 0.39311 | 3.2997 | 0 | 0.36992 | 0 | 0 | 4.3528
2025-11-03 05:00 | 0 | 0 | -76.8147 | 90 | 0 | 0 | 0.27631 | 0.27631 | 0.27631 | 0 | 0 | 0 | 0 | 0 | 0.29085 | 0.27631 | 0 | 0 | 5.143 | 3.9988 | 0 | 0.29085 | -0.29085 | 13.353 | 58.01 | 0 | 2.7111 | 2.7111 | 0.32299 | 2.7111 | 0 | 0.30394 | 0 | 0 | 3.9988
2025-11-03 06:00 | 0.041955 | 3.6581 | -69.0828 | 76.052 | 0.078212 | 0.24873 | 0.41358 | 0.41358 | 0.41358 | 60.1406 | 0 | 0 | 0 | 0.24873 | 0.43534 | 0.41358 | 0 | 0 | 5.143 | 3.7079 | 0 | 0.18662 | -0.18662 | 13.1443 | 57.1036 | 0 | 4.058 | 4.058 | 0.48346 | 4.058 | 0 | 0.45493 | 0.19898 | 0 | 3.9567
2025-11-03 07:00 | 0.23237 | 15.2067 | -60.2796 | 61.6994 | 0.38161 | 1.2136 | 0.31326 | 0.31326 | 0.31326 | 387.4061 | 0 | 0 | 0 | 1.2136 | 0.32974 | 0.31326 | 0 | 0 | 5.143 | 3.5213 | 0.88383 | 0 | 0.88383 | 13.9349 | 60.5379 | 0 | 3.0737 | 3.0737 | 0.36619 | 3.0737 | 0 | 0.34458 | 0.97086 | 0 | 4.7349
2025-11-03 08:00 | 0.39854 | 25.6762 | -49.6438 | 47.5578 | 0.58604 | 1.8637 | 0.27046 | 0.27046 | 0.27046 | 689.0807 | 0 | 0 | 0 | 1.8637 | 0.2847 | 0.27046 | 0 | 0 | 4.9174 | 4.2284 | 1.579 | 0 | 1.579 | 15.3472 | 66.6735 | 0 | 2.6538 | 2.6538 | 0.31617 | 2.6538 | 0 | 0.29751 | 1.491 | 0 | 6.0921
2025-11-03 09:00 | 0.57968 | 34.4091 | -36.3259 | 33.9418 | 0.83612 | 2.659 | 0.28585 | 0.28585 | 0.28585 | 930.2233 | 0 | 0 | 0 | 2.659 | 0.30089 | 0.28585 | 0 | 0 | 3.8635 | 5.4916 | 2.3581 | 0 | 2.3581 | 17.4563 | 75.8365 | 0 | 2.8047 | 2.8047 | 0.33415 | 2.8047 | 0 | 0.31443 | 2.1272 | 0 | 8.1506
2025-11-03 10:00 | 0.71655 | 40.448 | -19.7663 | 21.9011 | 1.0162 | 3.2317 | 0.39496 | 0.39496 | 0.39496 | 818.2317 | 0.41498 | 0 | 0 | 3.2317 | 0.41574 | 0.39496 | 0 | 0 | 2.4009 | 6.0061 | 2.4009 | 0 | 2.4009 | 19.6038 | 85.1658 | 0 | 3.8753 | 3.8753 | 0.46169 | 3.8753 | 0 | 0.43445 | 2.5853 | 0 | 9.2378
2025-11-03 11:00 | 0.60623 | 42.7315 | -0.65913 | 15.6721 | 0.81161 | 2.5811 | 0.30777 | 0.30777 | 0.30777 | 838.6472 | 1.1873 | 0 | 0 | 2.5811 | 0.32396 | 0.30777 | 0 | 0 | 1.0698 | 6.0061 | 1.0698 | 0 | 1.0698 | 20.5606 | 89.3227 | 0 | 3.0198 | 3.0198 | 0.35977 | 3.0198 | 0 | 0.33854 | 2.0649 | 0 | 8.5872
2025-11-03 12:00 | 0.58028 | 40.7291 | 18.5461 | 21.2191 | 0.77988 | 2.4802 | 0.77373 | 0.77373 | 0.77373 | 320.5471 | 0.89571 | 0 | 0 | 2.4802 | 0.81445 | 0.77373 | 0 | 0 | 0.77 | 6.0061 | 0.77 | 0 | 0.77 | 21.2494 | 92.3147 | 0 | 7.5907 | 7.5907 | 0.90433 | 7.5907 | 0 | 0.8511 | 1.9841 | 0 | 8.4863
2025-11-03 13:00 | 0.67929 | 34.9104 | 35.3187 | 33.0646 | 0.98818 | 3.1426 | 0.78461 | 0.78461 | 0.78461 | 400.5261 | 1.7624 | 0 | 0 | 3.1426 | 0.82591 | 0.78461 | 0 | 0 | 0.55423 | 6.0061 | 0.55423 | 0 | 0.55423 | 21.7451 | 94.4683 | 0 | 7.6975 | 7.6975 | 0.91705 | 7.6975 | 0 | 0.86307 | 2.5141 | 0 | 9.1487
2025-11-03 14:00 | 0.46204 | 26.3251 | 48.8441 | 46.623 | 0.70291 | 2.2354 | 0.86583 | 0.86583 | 0.86583 | 258.1758 | 0.92504 | 0 | 0 | 2.2354 | 0.9114 | 0.86583 | 0 | 0 | 0.39893 | 6.0061 | 0.39893 | 0 | 0.39893 | 22.1019 | 96.0184 | 0 | 8.4943 | 8.4943 | 1.012 | 8.4943 | 0 | 0.95242 | 1.7883 | 0 | 8.2415
2025-11-03 15:00 | 0.25319 | 15.9482 | 59.6331 | 60.7426 | 0.41957 | 1.3343 | 0.72268 | 0.72268 | 0.72268 | 184.6355 | 0.28647 | 0 | 0 | 1.3343 | 0.76071 | 0.72268 | 0 | 0 | 0.28714 | 6.0061 | 0.28714 | 0 | 0.28714 | 22.3587 | 97.1341 | 0 | 7.0899 | 7.0899 | 0.84466 | 7.0899 | 0 | 0.79494 | 1.0675 | 0 | 7.3405
2025-11-03 16:00 | 0.062369 | 4.4567 | 68.5339 | 75.0862 | 0.15323 | 0.48728 | 0.82119 | 0.82119 | 0.82119 | 59.3388 | 0 | 0 | 0 | 0.48728 | 0.86441 | 0.82119 | 0 | 0 | 0.20668 | 6.0061 | 0 | 0.37713 | -0.37713 | 21.9371 | 95.3024 | 0 | 8.0563 | 8.0563 | 0.9598 | 8.0563 | 0 | 0.90331 | 0.38983 | 0 | 6.4934
2025-11-03 17:00 | 0 | 0 | 76.3162 | 90 | 0 | 0 | 0.66789 | 0.66789 | 0.66789 | 0 | 0 | 1.1102e-16 | 0 | 0 | 0.70304 | 0.66789 | 0 | 0 | 0.63534 | 6.0061 | 0 | 0.70304 | -0.70304 | 21.1511 | 91.8876 | 0 | 6.5524 | 6.5524 | 0.78063 | 6.5524 | 0 | 0.73468 | 0 | 0 | 6.0061
2025-11-03 18:00 | 0 | 0 | 83.6527 | 90 | 0 | 0 | 0.74136 | 0.74136 | 0.74136 | 0 | 0 | 0 | 0 | 0 | 0.78038 | 0.74136 | 0 | 0 | 1.2473 | 6.0061 | 0 | 0.78038 | -0.78038 | 20.2786 | 88.0972 | 0 | 7.2732 | 7.2732 | 0.8665 | 7.2732 | 0 | 0.8155 | 0 | 0 | 6.0061
2025-11-03 19:00 | 0 | 0 | 91.2594 | 90 | 0 | 0 | 0.72904 | 0.72904 | 0.72904 | 0 | 0 | 1.1102e-16 | 0 | 0 | 0.76741 | 0.72904 | 0 | 0 | 1.8305 | 6.0061 | 0 | 0.76741 | -0.76741 | 19.4206 | 84.3697 | 0 | 7.1524 | 7.1524 | 0.8521 | 7.1524 | 0 | 0.80195 | 0 | 0 | 6.0061
2025-11-03 20:00 | 0 | 0 | 100.2032 | 90 | 0 | 0 | 0.7628 | 0.7628 | 0.7628 | 0 | 0 | 1.1102e-16 | 0 | 0 | 0.80295 | 0.7628 | 0 | 0 | 2.3473 | 6.0061 | 0 | 0.80295 | -0.80295 | 18.5228 | 80.4697 | 0 | 7.4836 | 7.4836 | 0.89156 | 7.4836 | 0 | 0.83908 | 0 | 0 | 6.0061
2025-11-03 21:00 | 0 | 0 | 112.7266 | 90 | 0 | 0 | 0.63483 | 0.63483 | 0.63483 | 0 | 0 | 1.1102e-16 | 0 | 0 | 0.66824 | 0.63483 | 0 | 0 | 2.874 | 6.0061 | 0 | 0.66824 | -0.66824 | 17.7757 | 77.224 | 0 | 6.2281 | 6.2281 | 0.74199 | 6.2281 | 0 | 0.69831 | 0 | 0 | 6.0061
2025-11-03 22:00 | 0 | 0 | 134.8678 | 90 | 0 | 0 | 0.71118 | 0.71118 | 0.71118 | 0 | 0 | 1.1102e-16 | 0 | 0 | 0.74861 | 0.71118 | 0 | 0 | 3.2648 | 6.0061 | 0 | 0.74861 | -0.74861 | 16.9387 | 73.5878 | 0 | 6.9771 | 6.9771 | 0.83123 | 6.9771 | 0 | 0.7823 | 0 | 0 | 6.0061
2025-11-03 23:00 | 0 | 0 | 178.2369 | 90 | 0 | 0 | 0.72328 | 0.72328 | 0.72328 | 0 | 0 | 0 | 0 | 0 | 0.76135 | 0.72328 | 0 | 0 | 3.7419 | 6.0061 | 0 | 0.76135 | -0.76135 | 16.0875 | 69.8899 | 0 | 7.0958 | 7.0958 | 0.84537 | 7.0958 | 0 | 0.79561 | 0 | 0 | 6.0061
2025-11-04 | 0 | 0 | -136.4917 | 90 | 0 | 0 | 0.2985 | 0.2985 | 0.2985 | 0 | 0 | 5.5511e-17 | 0 | 0 | 0.31421 | 0.2985 | 0 | 0 | 4.2242 | 6.0061 | 0 | 0.31421 | -0.31421 | 15.7362 | 68.3637 | 0 | 2.9289 | 2.9289 | 0.34894 | 2.9289 | 0 | 0.32835 | 0 | 0 | 6.0061
2025-11-04 01:00 | 0 | 0 | -113.3392 | 90 | 0 | 0 | 0.37011 | 0.37011 | 0.37011 | 0 | 0 | 0 | 0 | 0 | 0.38959 | 0.37011 | 0 | 0 | 4.3007 | 5.8396 | 0 | 0.38959 | -0.38959 | 15.3007 | 66.4714 | 0 | 3.6316 | 3.6316 | 0.43265 | 3.6316 | 0 | 0.40712 | 0 | 0 | 5.8396
2025-11-04 02:00 | 0 | 0 | -100.5181 | 90 | 0 | 0 | 0.429 | 0.429 | 0.429 | 0 | 0 | 5.5511e-17 | 0 | 0 | 0.45158 | 0.429 | 0 | 0 | 4.5119 | 5.45 | 0 | 0.45158 | -0.45158 | 14.7958 | 64.278 | 0 | 4.2094 | 4.2094 | 0.50149 | 4.2094 | 0 | 0.4719 | 0 | 0 | 5.45
2025-11-04 03:00 | 0 | 0 | -91.4853 | 90 | 0 | 0 | 0.25951 | 0.25951 | 0.25951 | 0 | 0 | 0 | 0 | 0 | 0.27317 | 0.25951 | 0 | 0 | 4.7963 | 4.9984 | 0 | 0.27317 | -0.27317 | 14.4904 | 62.9512 | 0 | 2.5464 | 2.5464 | 0.30336 | 2.5464 | 0 | 0.28546 | 0 | 0 | 4.9984
2025-11-04 04:00 | 0 | 0 | -83.8654 | 90 | 0 | 0 | 0.3773 | 0.3773 | 0.3773 | 0 | 0 | 5.5511e-17 | 0 | 0 | 0.39716 | 0.3773 | 0 | 0 | 4.9189 | 4.7253 | 0 | 0.39716 | -0.39716 | 14.0463 | 61.0221 | 0 | 3.7021 | 3.7021 | 0.44106 | 3.7021 | 0 | 0.41503 | 0 | 0 | 4.7253
2025-11-04 05:00 | 0 | 0 | -76.5567 | 90 | 0 | 0 | 0.35838 | 0.35838 | 0.35838 | 0 | 0 | 0 | 0 | 0 | 0.37725 | 0.35838 | 0 | 0 | 5.143 | 4.3281 | 0 | 0.37725 | -0.37725 | 13.6245 | 59.1898 | 0 | 3.5165 | 3.5165 | 0.41894 | 3.5165 | 0 | 0.39422 | 0 | 0 | 4.3281
2025-11-04 06:00 | 0.058918 | 3.4875 | -68.838 | 76.0762 | 0.20116 | 0.63972 | 0.10686 | 0.10686 | 0.10686 | 598.6236 | 0 | 0 | 0 | 0.63972 | 0.11249 | 0.10686 | 0 | 0 | 5.143 | 3.9508 | 0.52723 | 0 | 0.52723 | 14.0961 | 61.2385 | 0 | 1.0486 | 1.0486 | 0.12492 | 1.0486 | 0 | 0.11755 | 0.51177 | 0 | 4.5906
2025-11-04 07:00 | 0.16017 | 15.0133 | -60.0447 | 61.748 | 0.19742 | 0.62784 | 0.29595 | 0.29595 | 0.29595 | 212.1476 | 0 | 0 | 0 | 0.62784 | 0.31152 | 0.29595 | 0 | 0 | 4.9328 | 4.3726 | 0.31632 | 0 | 0.31632 | 14.379 | 62.4676 | 0 | 2.9038 | 2.9038 | 0.34595 | 2.9038 | 0 | 0.32554 | 0.50227 | 0 | 5.0005
2025-11-04 08:00 | 0.1716 | 25.4537 | -49.4239 | 47.638 | 0.16822 | 0.53498 | 0.34587 | 0.34587 | 0.34587 | 154.676 | 0 | 0 | 0 | 0.53498 | 0.36408 | 0.34587 | 0 | 0 | 4.7258 | 4.6257 | 0.17091 | 0 | 0.17091 | 14.5319 | 63.1317 | 0 | 3.3937 | 3.3937 | 0.40432 | 3.3937 | 0 | 0.38046 | 0.42799 | 0 | 5.1607
2025-11-04 09:00 | 0.37659 | 34.1534 | -36.1405 | 34.0698 | 0.44168 | 1.4046 | 0.34288 | 0.34288 | 0.34288 | 409.6549 | 0 | 0 | 0 | 1.4046 | 0.36092 | 0.34288 | 0 | 0 | 4.6509 | 4.7624 | 1.0437 | 0 | 1.0437 | 15.4654 | 67.1871 | 0 | 3.3643 | 3.3643 | 0.40081 | 3.3643 | 0 | 0.37716 | 1.1237 | 0 | 6.167
2025-11-04 10:00 | 0.52197 | 40.1626 | -19.6537 | 22.1123 | 0.67195 | 2.1369 | 0.27738 | 0.27738 | 0.27738 | 770.3904 | 0 | 0 | 0 | 2.1369 | 0.29198 | 0.27738 | 0 | 0 | 3.944 | 5.5974 | 1.8449 | 0 | 1.8449 | 17.1156 | 74.356 | 0 | 2.7217 | 2.7217 | 0.32425 | 2.7217 | 0 | 0.30512 | 1.7095 | 0 | 7.7343
2025-11-04 11:00 | 0.46546 | 42.4334 | -0.65944 | 15.9701 | 0.54448 | 1.7316 | 0.27875 | 0.27875 | 0.27875 | 621.1827 | 0 | 0 | 0 | 1.7316 | 0.29342 | 0.27875 | 0 | 0 | 2.7674 | 6.0061 | 1.4381 | 0 | 1.4381 | 18.4019 | 79.9441 | 0 | 2.7351 | 2.7351 | 0.32585 | 2.7351 | 0 | 0.30663 | 1.3852 | 0 | 7.7377
2025-11-04 12:00 | 0.64512 | 40.4439 | 18.4318 | 21.4331 | 0.90469 | 2.8771 | 0.63023 | 0.63023 | 0.63023 | 456.5114 | 0.18597 | 0 | 0 | 2.8771 | 0.6634 | 0.63023 | 0 | 0 | 2.0277 | 6.0061 | 2.0277 | 0 | 2.0277 | 20.2155 | 87.8232 | 0 | 6.1829 | 6.1829 | 0.73661 | 6.1829 | 0 | 0.69325 | 2.3017 | 0 | 8.8832
2025-11-04 13:00 | 0.53054 | 34.6558 | 35.13 | 33.191 | 0.74615 | 2.3729 | 0.50522 | 0.50522 | 0.50522 | 469.6756 | 0.96293 | 0 | 0 | 2.3729 | 0.53181 | 0.50522 | 0 | 0 | 0.87814 | 6.0061 | 0.87814 | 0 | 0.87814 | 21.0009 | 91.2354 | 0 | 4.9565 | 4.9565 | 0.59049 | 4.9565 | 0 | 0.55574 | 1.8983 | 0 | 8.379
2025-11-04 14:00 | 0.19317 | 26.1047 | 48.6203 | 46.6995 | 0.19273 | 0.61291 | 0.87088 | 0.87088 | 0.87088 | 70.3779 | 0 | 0 | 0 | 0.61291 | 0.91672 | 0.87088 | 0 | 0 | 0.63207 | 6.0061 | 0 | 0.30381 | -0.30381 | 20.6613 | 89.7597 | 0 | 8.5439 | 8.5439 | 1.0179 | 8.5439 | 0 | 0.95797 | 0.49033 | 0 | 6.6191
2025-11-04 15:00 | 0.05299 | 15.758 | 59.3946 | 60.7866 | 0.050628 | 0.161 | 0.77572 | 0.77572 | 0.77572 | 20.7555 | 0 | 0 | 0 | 0.161 | 0.81655 | 0.77572 | 0 | 0 | 1.181 | 6.0061 | 0 | 0.65554 | -0.65554 | 19.9283 | 86.5757 | 0 | 7.6103 | 7.6103 | 0.90666 | 7.6103 | 0 | 0.85329 | 0.1288 | 0 | 6.1672
2025-11-04 16:00 | 0.0092808 | 4.2901 | 68.286 | 75.1054 | 0.0089453 | 0.028448 | 0.5878 | 0.5878 | 0.5878 | 4.8397 | 0 | 0 | 0 | 0.028448 | 0.61874 | 0.5878 | 0 | 0 | 1.843 | 6.0061 | 0 | 0.59029 | -0.59029 | 19.2684 | 83.7086 | 0 | 5.7667 | 5.7667 | 0.68702 | 5.7667 | 0 | 0.64658 | 0.022758 | 0 | 6.0346
2025-11-04 17:00 | 0 | 0 | 76.0559 | 90 | 0 | 0 | 0.56294 | 0.56294 | 0.56294 | 0 | 0 | 0 | 0 | 0 | 0.59257 | 0.56294 | 0 | 0 | 2.3036 | 6.0061 | 0 | 0.59257 | -0.59257 | 18.6059 | 80.8304 | 0 | 5.5228 | 5.5228 | 0.65796 | 5.5228 | 0 | 0.61923 | 0 | 0 | 6.0061
2025-11-04 18:00 | 0 | 0 | 83.3714 | 90 | 0 | 0 | 0.50213 | 0.50213 | 0.50213 | 0 | 0 | 0 | 0 | 0 | 0.52856 | 0.50213 | 0 | 0 | 2.7139 | 6.0061 | 0 | 0.52856 | -0.52856 | 18.0149 | 78.2631 | 0 | 4.9262 | 4.9262 | 0.58689 | 4.9262 | 0 | 0.55234 | 0 | 0 | 6.0061
2025-11-04 19:00 | 0 | 0 | 90.9426 | 90 | 0 | 0 | 0.43775 | 0.43775 | 0.43775 | 0 | 0 | 0 | 0 | 0 | 0.46079 | 0.43775 | 0 | 0 | 3.0435 | 6.0061 | 0 | 0.46079 | -0.46079 | 17.4997 | 76.025 | 0 | 4.2946 | 4.2946 | 0.51165 | 4.2946 | 0 | 0.48153 | 0 | 0 | 6.0061
2025-11-04 20:00 | 0 | 0 | 99.8282 | 90 | 0 | 0 | 0.60977 | 0.60977 | 0.60977 | 0 | 0 | 1.1102e-16 | 0 | 0 | 0.64187 | 0.60977 | 0 | 0 | 3.312 | 6.0061 | 0 | 0.64187 | -0.64187 | 16.7821 | 72.9073 | 0 | 5.9822 | 5.9822 | 0.7127 | 5.9822 | 0 | 0.67075 | 0 | 0 | 6.0061
2025-11-04 21:00 | 0 | 0 | 112.2619 | 90 | 0 | 0 | 0.74352 | 0.74352 | 0.74352 | 0 | 0 | 0 | 0 | 0 | 0.78265 | 0.74352 | 0 | 0 | 3.7532 | 6.0061 | 0 | 0.78265 | -0.78265 | 15.9071 | 69.1059 | 0 | 7.2944 | 7.2944 | 0.86903 | 7.2944 | 0 | 0.81787 | 0 | 0 | 6.0061
2025-11-04 22:00 | 0 | 0 | 134.3409 | 90 | 0 | 0 | 0.68534 | 0.68534 | 0.68534 | 0 | 0 | 1.1102e-16 | 0 | 0 | 0.72141 | 0.68534 | 0 | 0 | 4.2973 | 5.9924 | 0 | 0.72141 | -0.72141 | 15.1005 | 65.6019 | 0 | 6.7236 | 6.7236 | 0.80102 | 6.7236 | 0 | 0.75387 | 0 | 0 | 5.9924
2025-11-04 23:00 | 0 | 0 | 178.1947 | 90 | 0 | 0 | 0.79948 | 0.79948 | 0.79948 | 0 | 0 | 1.1102e-16 | 0 | 0 | 0.84156 | 0.79948 | 0 | 0 | 4.7545 | 5.271 | 0 | 0.84156 | -0.84156 | 14.1596 | 61.5144 | 0 | 7.8434 | 7.8434 | 0.93443 | 7.8434 | 0 | 0.87943 | 0 | 0 | 5.271
2025-11-05 | 0 | 0 | -135.9891 | 90 | 0 | 0 | 0.39938 | 0.39938 | 0.39938 | 0 | 0 | 5.5511e-17 | 0 | 0 | 0.4204 | 0.39938 | 0 | 0 | 5.143 | 4.4294 | 0 | 0.4204 | -0.4204 | 13.6896 | 59.4724 | 0 | 3.9187 | 3.9187 | 0.46686 | 3.9187 | 0 | 0.43931 | 0 | 0 | 4.4294
2025-11-05 01:00 | 0 | 0 | -112.8815 | 90 | 0 | 0 | 0.31988 | 0.31988 | 0.31988 | 0 | 0 | 0 | 0 | 0 | 0.33672 | 0.31988 | 0 | 0 | 5.143 | 4.009 | 0 | 0.33672 | -0.33672 | 13.3131 | 57.837 | 0 | 3.1387 | 3.1387 | 0.37393 | 3.1387 | 0 | 0.35187 | 0 | 0 | 4.009
2025-11-05 02:00 | 0 | 0 | -100.149 | 90 | 0 | 0 | 0.17847 | 0.17847 | 0.17847 | 0 | 0 | 0 | 0 | 0 | 0.18786 | 0.17847 | 0 | 0 | 5.143 | 3.6723 | 0 | 0.18786 | -0.18786 | 13.1031 | 56.9245 | 0 | 1.7511 | 1.7511 | 0.20862 | 1.7511 | 0 | 0.19631 | 0 | 0 | 3.6723
2025-11-05 03:00 | 0 | 0 | -91.175 | 90 | 0 | 0 | 0.26633 | 0.26633 | 0.26633 | 0 | 0 | 5.5511e-17 | 0 | 0 | 0.28035 | 0.26633 | 0 | 0 | 5.143 | 3.4845 | 0 | 0.28035 | -0.28035 | 12.7897 | 55.5628 | 0 | 2.6133 | 2.6133 | 0.31134 | 2.6133 | 0 | 0.29297 | 0 | 0 | 3.4845
2025-11-05 04:00 | 0 | 0 | -83.5912 | 90 | 0 | 0 | 0.4347 | 0.4347 | 0.4347 | 0 | 0 | 5.5511e-17 | 0 | 0 | 0.45758 | 0.4347 | 0 | 0 | 5.143 | 3.2041 | 0 | 0.45758 | -0.45758 | 12.2781 | 53.3403 | 0 | 4.2653 | 4.2653 | 0.50816 | 4.2653 | 0 | 0.47818 | 0 | 0 | 3.2041
2025-11-05 05:00 | 0 | 0 | -76.3043 | 90 | 0 | 0 | 0.27192 | 0.27192 | 0.27192 | 0 | 0 | 0 | 0 | 0 | 0.28624 | 0.27192 | 0 | 0 | 5.143 | 2.7465 | 0 | 0.28624 | -0.28624 | 11.9581 | 51.95 | 0 | 2.6681 | 2.6681 | 0.31787 | 2.6681 | 0 | 0.29912 | 0 | 0 | 2.7465
2025-11-05 06:00 | 0.048117 | 3.3168 | -68.5989 | 76.1037 | 0.13742 | 0.43702 | 0.40768 | 0.40768 | 0.40768 | 107.1983 | 0 | 0 | 0 | 0.43702 | 0.42913 | 0.40768 | 0 | 0 | 5.143 | 2.4603 | 0.007889 | 0 | 0.007889 | 11.9651 | 51.9806 | 0 | 4.0001 | 4.0001 | 0.47656 | 4.0001 | 0 | 0.44844 | 0.34962 | 0 | 2.8973
2025-11-05 07:00 | 0.1402 | 14.8202 | -59.8162 | 61.7999 | 0.15921 | 0.5063 | 0.30438 | 0.30438 | 0.30438 | 166.3372 | 0 | 0 | 0 | 0.5063 | 0.3204 | 0.30438 | 0 | 0 | 5.143 | 2.4666 | 0.1859 | 0 | 0.1859 | 12.1314 | 52.703 | 0 | 2.9866 | 2.9866 | 0.35582 | 2.9866 | 0 | 0.33482 | 0.40504 | 0 | 2.9729
2025-11-05 08:00 | 0.19919 | 25.2322 | -49.2111 | 47.7214 | 0.20235 | 0.64351 | 0.34466 | 0.34466 | 0.34466 | 186.7073 | 0 | 0 | 0 | 0.64351 | 0.3628 | 0.34466 | 0 | 0 | 5.143 | 2.6153 | 0.28071 | 0 | 0.28071 | 12.3825 | 53.7937 | 0 | 3.3818 | 3.3818 | 0.4029 | 3.3818 | 0 | 0.37913 | 0.51481 | 0 | 3.2588
2025-11-05 09:00 | 0.27847 | 33.8998 | -35.9626 | 34.2007 | 0.28539 | 0.9076 | 0.20016 | 0.20016 | 0.20016 | 453.435 | 0 | 0 | 0 | 0.9076 | 0.2107 | 0.20016 | 0 | 0 | 5.143 | 2.8399 | 0.69691 | 0 | 0.69691 | 13.0058 | 56.5017 | 0 | 1.964 | 1.964 | 0.23398 | 1.964 | 0 | 0.22018 | 0.72608 | 0 | 3.7475
2025-11-05 10:00 | 0.48351 | 39.8806 | -19.5479 | 22.3243 | 0.59957 | 1.9067 | 0.33083 | 0.33083 | 0.33083 | 576.3428 | 0 | 0 | 0 | 1.9067 | 0.34825 | 0.33083 | 0 | 0 | 5.143 | 3.3974 | 1.5585 | 0 | 1.5585 | 14.3997 | 62.5575 | 0 | 3.2462 | 3.2462 | 0.38673 | 3.2462 | 0 | 0.36392 | 1.5254 | 0 | 5.3041
2025-11-05 11:00 | 0.49094 | 42.14 | -0.6642 | 16.2635 | 0.59505 | 1.8924 | 0.45097 | 0.45097 | 0.45097 | 419.6219 | 0 | 0 | 0 | 1.8924 | 0.47471 | 0.45097 | 0 | 0 | 4.3774 | 4.6442 | 1.4177 | 0 | 1.4177 | 15.6677 | 68.0661 | 0 | 4.4249 | 4.4249 | 0.52717 | 4.4249 | 0 | 0.49607 | 1.5139 | 0 | 6.5366
2025-11-05 12:00 | 0.71706 | 40.1641 | 18.3161 | 21.6432 | 1.0245 | 3.2582 | 0.95388 | 0.95388 | 0.95388 | 341.5726 | 0 | 0 | 0 | 3.2582 | 1.0041 | 0.95388 | 0 | 0 | 3.5974 | 5.7783 | 2.2541 | 0 | 2.2541 | 17.6839 | 76.8249 | 0 | 9.3581 | 9.3581 | 1.1149 | 9.3581 | 0 | 1.0493 | 2.6065 | 0 | 9.0365
2025-11-05 13:00 | 0.55052 | 34.4067 | 34.942 | 33.3144 | 0.78925 | 2.5099 | 0.69946 | 0.69946 | 0.69946 | 358.8388 | 0 | 0 | 0 | 2.5099 | 0.73627 | 0.69946 | 0 | 0 | 2.2588 | 6.0061 | 1.7737 | 0 | 1.7737 | 19.2703 | 83.7168 | 0 | 6.8621 | 6.8621 | 0.81753 | 6.8621 | 0 | 0.76941 | 2.0079 | 0 | 8.5161
2025-11-05 14:00 | 0.44445 | 25.8898 | 48.3982 | 46.7729 | 0.681 | 2.1657 | 0.78246 | 0.78246 | 0.78246 | 276.7808 | 0 | 0 | 0 | 2.1657 | 0.82364 | 0.78246 | 0 | 0 | 1.3864 | 6.0061 | 1.3421 | 0 | 1.3421 | 20.4706 | 88.9317 | 0 | 7.6764 | 7.6764 | 0.91454 | 7.6764 | 0 | 0.86071 | 1.7326 | 0 | 8.1718
2025-11-05 15:00 | 0.22616 | 15.5731 | 59.158 | 60.8275 | 0.35975 | 1.1441 | 0.539 | 0.539 | 0.539 | 212.2575 | 0 | 0 | 0 | 1.1441 | 0.56737 | 0.539 | 0 | 0 | 0.81762 | 6.0061 | 0.5767 | 0 | 0.5767 | 20.9865 | 91.1726 | 0 | 5.2879 | 5.2879 | 0.62999 | 5.2879 | 0 | 0.5929 | 0.91526 | 0 | 7.1502
2025-11-05 16:00 | 0.069317 | 4.1289 | 68.0403 | 75.1214 | 0.22094 | 0.70263 | 0.85307 | 0.85307 | 0.85307 | 82.3647 | 1.1102e-16 | 0 | 0 | 0.70263 | 0.89797 | 0.85307 | 0 | 0 | 0.74196 | 6.0061 | 0 | 0.19534 | -0.19534 | 20.7681 | 90.2238 | 0 | 8.3691 | 8.3691 | 0.99707 | 8.3691 | 0 | 0.93838 | 0.5621 | 0 | 6.7088
2025-11-05 17:00 | 0 | 0 | 75.7979 | 90 | 0 | 0 | 0.83071 | 0.83071 | 0.83071 | 0 | 0 | 0 | 0 | 0 | 0.87444 | 0.83071 | 0 | 0 | 1.1363 | 6.0061 | 0 | 0.87444 | -0.87444 | 19.7904 | 85.9765 | 0 | 8.1498 | 8.1498 | 0.97094 | 8.1498 | 0 | 0.91379 | 0 | 0 | 6.0061
2025-11-05 18:00 | 0 | 0 | 83.0924 | 90 | 0 | 0 | 0.67105 | 0.67105 | 0.67105 | 0 | 0 | 1.1102e-16 | 0 | 0 | 0.70637 | 0.67105 | 0 | 0 | 1.9863 | 6.0061 | 0 | 0.70637 | -0.70637 | 19.0007 | 82.5456 | 0 | 6.5834 | 6.5834 | 0.78432 | 6.5834 | 0 | 0.73816 | 0 | 0 | 6.0061
2025-11-05 19:00 | 0 | 0 | 90.6281 | 90 | 0 | 0 | 0.65414 | 0.65414 | 0.65414 | 0 | 0 | 1.1102e-16 | 0 | 0 | 0.68857 | 0.65414 | 0 | 0 | 2.5137 | 6.0061 | 0 | 0.68857 | -0.68857 | 18.2308 | 79.2011 | 0 | 6.4175 | 6.4175 | 0.76456 | 6.4175 | 0 | 0.71956 | 0 | 0 | 6.0061
2025-11-05 20:00 | 0 | 0 | 99.4548 | 90 | 0 | 0 | 0.804 | 0.804 | 0.804 | 0 | 0 | 1.1102e-16 | 0 | 0 | 0.84631 | 0.804 | 0 | 0 | 2.9757 | 6.0061 | 0 | 0.84631 | -0.84631 | 17.2846 | 75.0905 | 0 | 7.8877 | 7.8877 | 0.93971 | 7.8877 | 0 | 0.8844 | 0 | 0 | 6.0061
2025-11-05 21:00 | 0 | 0 | 111.7967 | 90 | 0 | 0 | 0.87361 | 0.87361 | 0.87361 | 0 | 0 | 1.1102e-16 | 0 | 0 | 0.91959 | 0.87361 | 0 | 0 | 3.5605 | 6.0061 | 0 | 0.91959 | -0.91959 | 16.2565 | 70.6239 | 0 | 8.5707 | 8.5707 | 1.0211 | 8.5707 | 0 | 0.96098 | 0 | 0 | 6.0061
2025-11-05 22:00 | 0 | 0 | 133.8043 | 90 | 0 | 0 | 0.77966 | 0.77966 | 0.77966 | 0 | 0 | 1.1102e-16 | 0 | 0 | 0.82069 | 0.77966 | 0 | 0 | 4.1784 | 6.0061 | 0 | 0.82069 | -0.82069 | 15.3389 | 66.6377 | 0 | 7.6489 | 7.6489 | 0.91126 | 7.6489 | 0 | 0.85762 | 0 | 0 | 6.0061
2025-11-05 23:00 | 0 | 0 | 178.1391 | 90 | 0 | 0 | 0.69351 | 0.69351 | 0.69351 | 0 | 0 | 1.1102e-16 | 0 | 0 | 0.73001 | 0.69351 | 0 | 0 | 4.6821 | 5.4842 | 0 | 0.73001 | -0.73001 | 14.5228 | 63.0919 | 0 | 6.8037 | 6.8037 | 0.81057 | 6.8037 | 0 | 0.76286 | 0 | 0 | 5.4842
2025-11-06 | 0 | 0 | -135.4914 | 90 | 0 | 0 | 0.27895 | 0.27895 | 0.27895 | 0 | 0 | 5.5511e-17 | 0 | 0 | 0.29363 | 0.27895 | 0 | 0 | 5.1085 | 4.7542 | 0 | 0.29363 | -0.29363 | 14.1945 | 61.6657 | 0 | 2.7371 | 2.7371 | 0.32608 | 2.7371 | 0 | 0.30684 | 0 | 0 | 4.7542
2025-11-06 01:00 | 0 | 0 | -112.4304 | 90 | 0 | 0 | 0.25309 | 0.25309 | 0.25309 | 0 | 0 | 5.5511e-17 | 0 | 0 | 0.26641 | 0.25309 | 0 | 0 | 5.143 | 4.4606 | 0 | 0.26641 | -0.26641 | 13.8966 | 60.3718 | 0 | 2.4833 | 2.4833 | 0.29585 | 2.4833 | 0 | 0.27839 | 0 | 0 | 4.4606
2025-11-06 02:00 | 0 | 0 | -99.7863 | 90 | 0 | 0 | 0.30872 | 0.30872 | 0.30872 | 0 | 0 | 0 | 0 | 0 | 0.32497 | 0.30872 | 0 | 0 | 5.143 | 4.1942 | 0 | 0.32497 | -0.32497 | 13.5333 | 58.7933 | 0 | 3.0292 | 3.0292 | 0.36089 | 3.0292 | 0 | 0.3396 | 0 | 0 | 4.1942
2025-11-06 03:00 | 0 | 0 | -90.8706 | 90 | 0 | 0 | 0.25591 | 0.25591 | 0.25591 | 0 | 0 | 0 | 0 | 0 | 0.26938 | 0.25591 | 0 | 0 | 5.143 | 3.8692 | 0 | 0.26938 | -0.26938 | 13.2321 | 57.4849 | 0 | 2.5111 | 2.5111 | 0.29916 | 2.5111 | 0 | 0.28151 | 0 | 0 | 3.8692
2025-11-06 04:00 | 0 | 0 | -83.3226 | 90 | 0 | 0 | 0.44063 | 0.44063 | 0.44063 | 0 | 0 | 5.5511e-17 | 0 | 0 | 0.46382 | 0.44063 | 0 | 0 | 5.143 | 3.5998 | 0 | 0.46382 | -0.46382 | 12.7135 | 55.2321 | 0 | 4.3234 | 4.3234 | 0.51508 | 4.3234 | 0 | 0.48469 | 0 | 0 | 3.5998
2025-11-06 05:00 | 0 | 0 | -76.0576 | 90 | 0 | 0 | 0.36668 | 0.36668 | 0.36668 | 0 | 0 | 5.5511e-17 | 0 | 0 | 0.38598 | 0.36668 | 0 | 0 | 5.143 | 3.136 | 0 | 0.38598 | -0.38598 | 12.282 | 53.3574 | 0 | 3.5979 | 3.5979 | 0.42864 | 3.5979 | 0 | 0.40335 | 0 | 0 | 3.136
2025-11-06 06:00 | 0.03646 | 3.1461 | -68.3658 | 76.1344 | 0.070818 | 0.22521 | 0.34991 | 0.34991 | 0.34991 | 64.3635 | 0 | 5.5511e-17 | 0 | 0.22521 | 0.36832 | 0.34991 | 0 | 0 | 5.143 | 2.7501 | 0 | 0.14311 | -0.14311 | 12.122 | 52.6623 | 0 | 3.4333 | 3.4333 | 0.40903 | 3.4333 | 0 | 0.3849 | 0.18017 | 0 | 2.9753
2025-11-06 07:00 | 0.1425 | 14.6274 | -59.594 | 61.855 | 0.16556 | 0.52652 | 0.41691 | 0.41691 | 0.41691 | 126.2917 | 0 | 0 | 0 | 0.52652 | 0.43885 | 0.41691 | 0 | 0 | 5.143 | 2.6069 | 0.08767 | 0 | 0.08767 | 12.2004 | 53.0029 | 0 | 4.0907 | 4.0907 | 0.48736 | 4.0907 | 0 | 0.4586 | 0.42122 | 0 | 3.1335
2025-11-06 08:00 | 0.25874 | 25.0118 | -49.0053 | 47.808 | 0.29721 | 0.94518 | 0.21791 | 0.21791 | 0.21791 | 433.737 | 0 | 0 | 0 | 0.94518 | 0.22938 | 0.21791 | 0 | 0 | 5.143 | 2.6771 | 0.71579 | 0 | 0.71579 | 12.8407 | 55.7843 | 0 | 2.1382 | 2.1382 | 0.25474 | 2.1382 | 0 | 0.23971 | 0.75614 | 0 | 3.6223
2025-11-06 09:00 | 0.56402 | 33.6483 | -35.7921 | 34.3341 | 0.82357 | 2.6191 | 0.34512 | 0.34512 | 0.34512 | 758.9006 | 0 | 0 | 0 | 2.6191 | 0.36328 | 0.34512 | 0 | 0 | 5.143 | 3.2497 | 2.2558 | 0 | 2.2558 | 14.8583 | 64.5497 | 0 | 3.3863 | 3.3863 | 0.40343 | 3.3863 | 0 | 0.37963 | 2.0953 | 0 | 5.8688
2025-11-06 10:00 | 0.61082 | 39.6022 | -19.4489 | 22.5368 | 0.85493 | 2.7188 | 0.33914 | 0.33914 | 0.33914 | 801.6698 | 0 | 0 | 0 | 2.7188 | 0.35699 | 0.33914 | 0 | 0 | 3.9864 | 5.0544 | 2.3618 | 0 | 2.3618 | 16.9708 | 73.727 | 0 | 3.3277 | 3.3277 | 0.39645 | 3.3277 | 0 | 0.37306 | 2.1751 | 0 | 7.7732
2025-11-06 11:00 | 0.63016 | 41.8515 | -0.67336 | 16.5521 | 0.87103 | 2.77 | 0.37379 | 0.37379 | 0.37379 | 741.0655 | 0 | 0 | 0 | 2.77 | 0.39346 | 0.37379 | 0 | 0 | 2.6052 | 6.0061 | 2.3766 | 0 | 2.3766 | 19.0964 | 82.9616 | 0 | 3.6676 | 3.6676 | 0.43695 | 3.6676 | 0 | 0.41117 | 2.216 | 0 | 8.7762
2025-11-06 12:00 | 0.70134 | 39.8898 | 18.199 | 21.8495 | 1.0055 | 3.1978 | 0.56438 | 0.56438 | 0.56438 | 566.6042 | 1.275 | 0 | 0 | 3.1978 | 0.59409 | 0.56438 | 0 | 0 | 1.3287 | 6.0061 | 1.3287 | 0 | 1.3287 | 20.2849 | 88.1247 | 0 | 5.5369 | 5.5369 | 0.65965 | 5.5369 | 0 | 0.62082 | 2.5582 | 0 | 9.204
2025-11-06 13:00 | 0.61218 | 34.163 | 34.7546 | 33.4345 | 0.89997 | 2.8621 | 0.64836 | 0.64836 | 0.64836 | 441.4331 | 1.3232 | 0 | 0 | 2.8621 | 0.68248 | 0.64836 | 0 | 0 | 0.8564 | 6.0061 | 0.8564 | 0 | 0.8564 | 21.0509 | 91.4524 | 0 | 6.3608 | 6.3608 | 0.7578 | 6.3608 | 0 | 0.71319 | 2.2896 | 0 | 8.8682
2025-11-06 14:00 | 0.37711 | 25.6803 | 48.1777 | 46.8432 | 0.54493 | 1.733 | 0.74108 | 0.74108 | 0.74108 | 233.8414 | 0.33646 | 0 | 0 | 1.733 | 0.78009 | 0.74108 | 0 | 0 | 0.61642 | 6.0061 | 0.61642 | 0 | 0.61642 | 21.6022 | 93.8476 | 0 | 7.2705 | 7.2705 | 0.86618 | 7.2705 | 0 | 0.81519 | 1.3864 | 0 | 7.7391
2025-11-06 15:00 | 0.21756 | 15.3935 | 58.9235 | 60.8652 | 0.3415 | 1.086 | 0.63135 | 0.63135 | 0.63135 | 172.0183 | 0 | 0 | 0 | 1.086 | 0.66457 | 0.63135 | 0 | 0 | 0.44368 | 6.0061 | 0.42146 | 0 | 0.42146 | 21.9792 | 95.4853 | 0 | 6.1939 | 6.1939 | 0.73792 | 6.1939 | 0 | 0.69448 | 0.86882 | 0 | 7.0922
2025-11-06 16:00 | 0.051456 | 3.9729 | 67.7968 | 75.1342 | 0.11951 | 0.38007 | 0.89271 | 0.89271 | 0.89271 | 42.5748 | 0 | 0 | 0 | 0.38007 | 0.9397 | 0.89271 | 0 | 0 | 0.3353 | 6.0061 | 0 | 0.55963 | -0.55963 | 21.3535 | 92.7671 | 0 | 8.7581 | 8.7581 | 1.0434 | 8.7581 | 0 | 0.98199 | 0.30406 | 0 | 6.3862
2025-11-06 17:00 | 0 | 0 | 75.5422 | 90 | 0 | 0 | 0.76521 | 0.76521 | 0.76521 | 0 | 0 | 1.1102e-16 | 0 | 0 | 0.80549 | 0.76521 | 0 | 0 | 0.9742 | 6.0061 | 0 | 0.80549 | -0.80549 | 20.4529 | 88.8547 | 0 | 7.5072 | 7.5072 | 0.89438 | 7.5072 | 0 | 0.84173 | 0 | 0 | 6.0061
2025-11-06 18:00 | 0 | 0 | 82.8158 | 90 | 0 | 0 | 0.54408 | 0.54408 | 0.54408 | 0 | 0 | 0 | 0 | 0 | 0.57271 | 0.54408 | 0 | 0 | 1.6702 | 6.0061 | 0 | 0.57271 | -0.57271 | 19.8126 | 86.073 | 0 | 5.3377 | 5.3377 | 0.63592 | 5.3377 | 0 | 0.59849 | 0 | 0 | 6.0061
2025-11-06 19:00 | 0 | 0 | 90.316 | 90 | 0 | 0 | 0.6799 | 0.6799 | 0.6799 | 0 | 0 | 1.1102e-16 | 0 | 0 | 0.71568 | 0.6799 | 0 | 0 | 2.0479 | 6.0061 | 0 | 0.71568 | -0.71568 | 19.0125 | 82.5969 | 0 | 6.6702 | 6.6702 | 0.79466 | 6.6702 | 0 | 0.74788 | 0 | 0 | 6.0061
2025-11-06 20:00 | 0 | 0 | 99.0835 | 90 | 0 | 0 | 0.72658 | 0.72658 | 0.72658 | 0 | 0 | 0 | 0 | 0 | 0.76482 | 0.72658 | 0 | 0 | 2.542 | 6.0061 | 0 | 0.76482 | -0.76482 | 18.1574 | 78.882 | 0 | 7.1281 | 7.1281 | 0.84922 | 7.1281 | 0 | 0.79923 | 0 | 0 | 6.0061
2025-11-06 21:00 | 0 | 0 | 111.3314 | 90 | 0 | 0 | 0.67222 | 0.67222 | 0.67222 | 0 | 0 | 1.1102e-16 | 0 | 0 | 0.7076 | 0.67222 | 0 | 0 | 3.0528 | 6.0061 | 0 | 0.7076 | -0.7076 | 17.3663 | 75.4451 | 0 | 6.5949 | 6.5949 | 0.78569 | 6.5949 | 0 | 0.73944 | 0 | 0 | 6.0061
2025-11-06 22:00 | 0 | 0 | 133.2586 | 90 | 0 | 0 | 0.74144 | 0.74144 | 0.74144 | 0 | 0 | 0 | 0 | 0 | 0.78047 | 0.74144 | 0 | 0 | 3.4928 | 6.0061 | 0 | 0.78047 | -0.78047 | 16.4937 | 71.6543 | 0 | 7.274 | 7.274 | 0.8666 | 7.274 | 0 | 0.81559 | 0 | 0 | 6.0061
2025-11-06 23:00 | 0 | 0 | 178.0695 | 90 | 0 | 0 | 0.57052 | 0.57052 | 0.57052 | 0 | 0 | 0 | 0 | 0 | 0.60055 | 0.57052 | 0 | 0 | 3.9985 | 6.0061 | 0 | 0.60055 | -0.60055 | 15.8222 | 68.7373 | 0 | 5.5972 | 5.5972 | 0.66683 | 5.5972 | 0 | 0.62758 | 0 | 0 | 6.0061
2025-11-07 | 0 | 0 | -134.9991 | 90 | 0 | 0 | 0.42123 | 0.42123 | 0.42123 | 0 | 0 | 0 | 0 | 0 | 0.4434 | 0.42123 | 0 | 0 | 4.3316 | 5.9165 | 0 | 0.4434 | -0.4434 | 15.3265 | 66.5837 | 0 | 4.1331 | 4.1331 | 0.4924 | 4.1331 | 0 | 0.46335 | 0 | 0 | 5.9165
2025-11-07 01:00 | 0 | 0 | -111.9863 | 90 | 0 | 0 | 0.19715 | 0.19715 | 0.19715 | 0 | 0 | 2.7756e-17 | 0 | 0 | 0.20752 | 0.19715 | 0 | 0 | 4.5467 | 5.4731 | 0 | 0.20752 | -0.20752 | 15.0945 | 65.5757 | 0 | 1.9344 | 1.9344 | 0.23046 | 1.9344 | 0 | 0.21686 | 0 | 0 | 5.4731
2025-11-07 02:00 | 0 | 0 | -99.4303 | 90 | 0 | 0 | 0.37386 | 0.37386 | 0.37386 | 0 | 0 | 5.5511e-17 | 0 | 0 | 0.39354 | 0.37386 | 0 | 0 | 4.5845 | 5.2656 | 0 | 0.39354 | -0.39354 | 14.6545 | 63.6643 | 0 | 3.6683 | 3.6683 | 0.43703 | 3.6683 | 0 | 0.41125 | 0 | 0 | 5.2656
2025-11-07 03:00 | 0 | 0 | -90.5723 | 90 | 0 | 0 | 0.31583 | 0.31583 | 0.31583 | 0 | 0 | 5.5511e-17 | 0 | 0 | 0.33245 | 0.31583 | 0 | 0 | 4.8406 | 4.8721 | 0 | 0.33245 | -0.33245 | 14.2828 | 62.0495 | 0 | 3.0989 | 3.0989 | 0.36919 | 3.0989 | 0 | 0.34741 | 0 | 0 | 4.8721
2025-11-07 04:00 | 0 | 0 | -83.0598 | 90 | 0 | 0 | 0.24166 | 0.24166 | 0.24166 | 0 | 0 | 0 | 0 | 0 | 0.25438 | 0.24166 | 0 | 0 | 5.0357 | 4.5396 | 0 | 0.25438 | -0.25438 | 13.9984 | 60.8139 | 0 | 2.3712 | 2.3712 | 0.2825 | 2.3712 | 0 | 0.26583 | 0 | 0 | 4.5396
2025-11-07 05:00 | 0 | 0 | -75.8165 | 90 | 0 | 0 | 0.39391 | 0.39391 | 0.39391 | 0 | 0 | 5.5511e-17 | 0 | 0 | 0.41464 | 0.39391 | 0 | 0 | 5.143 | 4.2852 | 0 | 0.41464 | -0.41464 | 13.5348 | 58.8 | 0 | 3.865 | 3.865 | 0.46047 | 3.865 | 0 | 0.4333 | 0 | 0 | 4.2852
2025-11-07 06:00 | 0.035715 | 2.9754 | -68.1386 | 76.1684 | 0.0742 | 0.23597 | 0.21583 | 0.21583 | 0.21583 | 109.331 | 0 | 0 | 0 | 0.23597 | 0.22719 | 0.21583 | 0 | 0 | 5.143 | 3.8706 | 0.0087796 | 0 | 0.0087796 | 13.5427 | 58.8341 | 0 | 2.1177 | 2.1177 | 0.2523 | 2.1177 | 0 | 0.23741 | 0.18878 | 0 | 4.1066
2025-11-07 07:00 | 0.21275 | 14.4351 | -59.3783 | 61.9133 | 0.35302 | 1.1226 | 0.17004 | 0.17004 | 0.17004 | 660.209 | 0 | 0 | 0 | 1.1226 | 0.17899 | 0.17004 | 0 | 0 | 5.143 | 3.8776 | 0.94366 | 0 | 0.94366 | 14.3867 | 62.5009 | 0 | 1.6685 | 1.6685 | 0.19878 | 1.6685 | 0 | 0.18705 | 0.89812 | 0 | 5.0003
2025-11-07 08:00 | 0.35718 | 24.7925 | -48.8064 | 47.8975 | 0.51501 | 1.6378 | 0.35099 | 0.35099 | 0.35099 | 466.6315 | 0 | 0 | 0 | 1.6378 | 0.36946 | 0.35099 | 0 | 0 | 4.6323 | 4.6325 | 1.2684 | 0 | 1.2684 | 15.5212 | 67.4293 | 0 | 3.4439 | 3.4439 | 0.41029 | 3.4439 | 0 | 0.38608 | 1.3102 | 0 | 6.2704
2025-11-07 09:00 | 0.50536 | 33.3991 | -35.6289 | 34.47 | 0.7167 | 2.2792 | 0.40357 | 0.40357 | 0.40357 | 564.7662 | 0 | 0 | 0 | 2.2792 | 0.42481 | 0.40357 | 0 | 0 | 3.8201 | 5.6472 | 1.8544 | 0 | 1.8544 | 17.1798 | 74.6351 | 0 | 3.9599 | 3.9599 | 0.47177 | 3.9599 | 0 | 0.44393 | 1.8234 | 0 | 7.9265
2025-11-07 10:00 | 0.62634 | 39.3274 | -19.3566 | 22.7497 | 0.88806 | 2.8242 | 0.30898 | 0.30898 | 0.30898 | 914.0336 | 0 | 0 | 0 | 2.8242 | 0.32524 | 0.30898 | 0 | 0 | 2.6889 | 6.0061 | 2.4989 | 0 | 2.4989 | 19.4149 | 84.3452 | 0 | 3.0317 | 3.0317 | 0.36119 | 3.0317 | 0 | 0.33988 | 2.2593 | 0 | 8.8303
2025-11-07 11:00 | 0.72369 | 41.5677 | -0.68684 | 16.836 | 1.0342 | 3.2889 | 0.23772 | 0.23772 | 0.23772 | 1383.52 | 1.8266 | 0 | 0 | 3.2889 | 0.25023 | 0.23772 | 0 | 0 | 1.212 | 6.0061 | 1.212 | 0 | 1.212 | 20.499 | 89.0549 | 0 | 2.3325 | 2.3325 | 0.27789 | 2.3325 | 0 | 0.26149 | 2.6311 | 0 | 9.295
2025-11-07 12:00 | 0.72683 | 39.6209 | 18.0806 | 22.0517 | 1.0479 | 3.3326 | 0.59182 | 0.59182 | 0.59182 | 563.107 | 1.9203 | 0 | 0 | 3.3326 | 0.62297 | 0.59182 | 0 | 0 | 0.78932 | 6.0061 | 0.78932 | 0 | 0.78932 | 21.205 | 92.1219 | 0 | 5.8061 | 5.8061 | 0.69172 | 5.8061 | 0 | 0.651 | 2.6661 | 0 | 9.3387
2025-11-07 13:00 | 0.67937 | 33.925 | 34.568 | 33.5513 | 1.008 | 3.2057 | 0.68361 | 0.68361 | 0.68361 | 468.9444 | 1.918 | 0 | 0 | 3.2057 | 0.71959 | 0.68361 | 0 | 0 | 0.56813 | 6.0061 | 0.56813 | 0 | 0.56813 | 21.7131 | 94.3295 | 0 | 6.7066 | 6.7066 | 0.799 | 6.7066 | 0 | 0.75197 | 2.5646 | 0 | 9.2119
2025-11-07 14:00 | 0.50073 | 25.4762 | 47.9588 | 46.9103 | 0.78673 | 2.5019 | 0.78472 | 0.78472 | 0.78472 | 318.8303 | 1.267 | 0 | 0 | 2.5019 | 0.82602 | 0.78472 | 0 | 0 | 0.40893 | 6.0061 | 0.40893 | 0 | 0.40893 | 22.0789 | 95.9185 | 0 | 7.6986 | 7.6986 | 0.91718 | 7.6986 | 0 | 0.86319 | 2.0015 | 0 | 8.5081
2025-11-07 15:00 | 0.31275 | 15.2193 | 58.6911 | 60.8997 | 0.57079 | 1.8152 | 0.82846 | 0.82846 | 0.82846 | 219.1066 | 0.6488 | 0 | 0 | 1.8152 | 0.87206 | 0.82846 | 0 | 0 | 0.29434 | 6.0061 | 0.29434 | 0 | 0.29434 | 22.3422 | 97.0622 | 0 | 8.1276 | 8.1276 | 0.9683 | 8.1276 | 0 | 0.9113 | 1.4522 | 0 | 7.8214
2025-11-07 16:00 | 0.07246 | 3.8224 | 67.5555 | 75.1437 | 0.26474 | 0.84193 | 0.71042 | 0.71042 | 0.71042 | 118.5108 | 0 | 0 | 0 | 0.84193 | 0.74781 | 0.71042 | 0 | 0 | 0.21186 | 6.0061 | 0.094114 | 0 | 0.094114 | 22.4263 | 97.4279 | 0 | 6.9697 | 6.9697 | 0.83034 | 6.9697 | 0 | 0.78146 | 0.67354 | 0 | 6.8481
2025-11-07 17:00 | 0 | 0 | 75.2889 | 90 | 0 | 0 | 0.5445 | 0.5445 | 0.5445 | 0 | 0 | 1.1102e-16 | 0 | 0 | 0.57316 | 0.5445 | 0 | 0 | 0.23698 | 6.0061 | 0 | 0.57316 | -0.57316 | 21.7855 | 94.644 | 0 | 5.3419 | 5.3419 | 0.63641 | 5.3419 | 0 | 0.59895 | 0 | 0 | 6.0061
2025-11-07 18:00 | 0 | 0 | 82.5418 | 90 | 0 | 0 | 0.50774 | 0.50774 | 0.50774 | 0 | 0 | 1.1102e-16 | 0 | 0 | 0.53446 | 0.50774 | 0 | 0 | 0.80324 | 6.0061 | 0 | 0.53446 | -0.53446 | 21.188 | 92.0481 | 0 | 4.9812 | 4.9812 | 0.59344 | 4.9812 | 0 | 0.55851 | 0 | 0 | 6.0061
2025-11-07 19:00 | 0 | 0 | 90.0065 | 90 | 0 | 0 | 0.72556 | 0.72556 | 0.72556 | 0 | 0 | 1.1102e-16 | 0 | 0 | 0.76375 | 0.72556 | 0 | 0 | 1.217 | 6.0061 | 0 | 0.76375 | -0.76375 | 20.3341 | 88.3384 | 0 | 7.1182 | 7.1182 | 0.84804 | 7.1182 | 0 | 0.79812 | 0 | 0 | 6.0061
2025-11-07 20:00 | 0 | 0 | 98.7144 | 90 | 0 | 0 | 0.50724 | 0.50724 | 0.50724 | 0 | 0 | 0 | 0 | 0 | 0.53394 | 0.50724 | 0 | 0 | 1.7908 | 6.0061 | 0 | 0.53394 | -0.53394 | 19.7371 | 85.745 | 0 | 4.9764 | 4.9764 | 0.59287 | 4.9764 | 0 | 0.55797 | 0 | 0 | 6.0061
2025-11-07 21:00 | 0 | 0 | 110.8663 | 90 | 0 | 0 | 0.64423 | 0.64423 | 0.64423 | 0 | 0 | 1.1102e-16 | 0 | 0 | 0.67814 | 0.64423 | 0 | 0 | 2.1031 | 6.0061 | 0 | 0.67814 | -0.67814 | 18.979 | 82.4512 | 0 | 6.3203 | 6.3203 | 0.75297 | 6.3203 | 0 | 0.70865 | 0 | 0 | 6.0061
2025-11-07 22:00 | 0 | 0 | 132.7041 | 90 | 0 | 0 | 0.6623 | 0.6623 | 0.6623 | 0 | 0 | 1.1102e-16 | 0 | 0 | 0.69716 | 0.6623 | 0 | 0 | 2.5561 | 6.0061 | 0 | 0.69716 | -0.69716 | 18.1995 | 79.065 | 0 | 6.4976 | 6.4976 | 0.7741 | 6.4976 | 0 | 0.72853 | 0 | 0 | 6.0061
2025-11-07 23:00 | 0 | 0 | 177.9851 | 90 | 0 | 0 | 0.48987 | 0.48987 | 0.48987 | 0 | 0 | 5.5511e-17 | 0 | 0 | 0.51566 | 0.48987 | 0 | 0 | 3.0088 | 6.0061 | 0 | 0.51566 | -0.51566 | 17.623 | 76.5604 | 0 | 4.806 | 4.806 | 0.57256 | 4.806 | 0 | 0.53886 | 0 | 0 | 6.0061
2025-11-08 | 0 | 0 | -134.5127 | 90 | 0 | 0 | 0.38704 | 0.38704 | 0.38704 | 0 | 0 | 5.5511e-17 | 0 | 0 | 0.40741 | 0.38704 | 0 | 0 | 3.2882 | 6.0061 | 0 | 0.40741 | -0.40741 | 17.1675 | 74.5815 | 0 | 3.7977 | 3.7977 | 0.45244 | 3.7977 | 0 | 0.42574 | 0 | 0 | 6.0061
2025-11-08 01:00 | 0 | 0 | -111.5495 | 90 | 0 | 0 | 0.38008 | 0.38008 | 0.38008 | 0 | 0 | 5.5511e-17 | 0 | 0 | 0.40008 | 0.38008 | 0 | 0 | 3.4939 | 6.0061 | 0 | 0.40008 | -0.40008 | 16.7202 | 72.6383 | 0 | 3.7293 | 3.7293 | 0.4443 | 3.7293 | 0 | 0.41808 | 0 | 0 | 6.0061
2025-11-08 02:00 | 0 | 0 | -99.0809 | 90 | 0 | 0 | 0.26062 | 0.26062 | 0.26062 | 0 | 0 | 0 | 0 | 0 | 0.27434 | 0.26062 | 0 | 0 | 3.72 | 6.0061 | 0 | 0.27434 | -0.27434 | 16.4135 | 71.3058 | 0 | 2.5573 | 2.5573 | 0.30466 | 2.5573 | 0 | 0.28669 | 0 | 0 | 6.0061
2025-11-08 03:00 | 0 | 0 | -90.2801 | 90 | 0 | 0 | 0.35461 | 0.35461 | 0.35461 | 0 | 0 | 5.5511e-17 | 0 | 0 | 0.37327 | 0.35461 | 0 | 0 | 3.8463 | 6.0061 | 0 | 0.37327 | -0.37327 | 15.9961 | 69.4928 | 0 | 3.4795 | 3.4795 | 0.41453 | 3.4795 | 0 | 0.39007 | 0 | 0 | 6.0061
2025-11-08 04:00 | 0 | 0 | -82.8029 | 90 | 0 | 0 | 0.22357 | 0.22357 | 0.22357 | 0 | 0 | 2.7756e-17 | 0 | 0 | 0.23534 | 0.22357 | 0 | 0 | 4.0863 | 6.0061 | 0 | 0.23534 | -0.23534 | 15.733 | 68.3497 | 0 | 2.1937 | 2.1937 | 0.26135 | 2.1937 | 0 | 0.24593 | 0 | 0 | 6.0061
2025-11-08 05:00 | 0 | 0 | -75.5813 | 90 | 0 | 0 | 0.26845 | 0.26845 | 0.26845 | 0 | 0 | 5.5511e-17 | 0 | 0 | 0.28258 | 0.26845 | 0 | 0 | 4.1983 | 5.8367 | 0 | 0.28258 | -0.28258 | 15.4171 | 66.9772 | 0 | 2.634 | 2.634 | 0.31381 | 2.634 | 0 | 0.29529 | 0 | 0 | 5.8367
2025-11-08 06:00 | 0.041212 | 2.8048 | -67.9175 | 76.2055 | 0.12594 | 0.40052 | 0.29097 | 0.29097 | 0.29097 | 137.6532 | 0 | 0 | 0 | 0.40052 | 0.30628 | 0.29097 | 0 | 0 | 4.3721 | 5.5541 | 0.094244 | 0 | 0.094244 | 15.5014 | 67.3434 | 0 | 2.855 | 2.855 | 0.34013 | 2.855 | 0 | 0.32006 | 0.32042 | 0 | 5.9547
2025-11-08 07:00 | 0.13097 | 14.2434 | -59.169 | 61.9747 | 0.14743 | 0.46886 | 0.19842 | 0.19842 | 0.19842 | 236.2979 | 0 | 0 | 0 | 0.46886 | 0.20886 | 0.19842 | 0 | 0 | 4.226 | 5.6295 | 0.26 | 0 | 0.26 | 15.7339 | 68.3537 | 0 | 1.9469 | 1.9469 | 0.23195 | 1.9469 | 0 | 0.21826 | 0.37509 | 0 | 6.0984
2025-11-08 08:00 | 0.32103 | 24.5746 | -48.6146 | 47.9898 | 0.43542 | 1.3847 | 0.41799 | 0.41799 | 0.41799 | 331.2798 | 0 | 0 | 0 | 1.3847 | 0.43999 | 0.41799 | 0 | 0 | 4.0168 | 5.8375 | 0.94472 | 0 | 0.94472 | 16.5789 | 72.0246 | 0 | 4.1013 | 4.1013 | 0.48862 | 4.1013 | 0 | 0.45979 | 1.1078 | 0 | 7.2222
2025-11-08 09:00 | 0.49661 | 33.1523 | -35.473 | 34.6081 | 0.70378 | 2.2381 | 0.43663 | 0.43663 | 0.43663 | 512.5909 | 0 | 0 | 0 | 2.2381 | 0.45961 | 0.43663 | 0 | 0 | 3.3611 | 6.0061 | 1.7785 | 0 | 1.7785 | 18.1697 | 78.9354 | 0 | 4.2843 | 4.2843 | 0.51041 | 4.2843 | 0 | 0.4803 | 1.7905 | 0 | 8.2443
2025-11-08 10:00 | 0.47541 | 39.0563 | -19.2708 | 22.9626 | 0.59429 | 1.8899 | 0.39527 | 0.39527 | 0.39527 | 478.1439 | 0 | 0 | 0 | 1.8899 | 0.41607 | 0.39527 | 0 | 0 | 2.2112 | 6.0061 | 1.4739 | 0 | 1.4739 | 19.4879 | 84.6625 | 0 | 3.8784 | 3.8784 | 0.46206 | 3.8784 | 0 | 0.43479 | 1.512 | 0 | 7.8961
2025-11-08 11:00 | 0.52291 | 41.289 | -0.70456 | 17.115 | 0.66864 | 2.1264 | 0.34496 | 0.34496 | 0.34496 | 616.409 | 0.3347 | 0 | 0 | 2.1264 | 0.36312 | 0.34496 | 0 | 0 | 1.4286 | 6.0061 | 1.4286 | 0 | 1.4286 | 20.7657 | 90.2134 | 0 | 3.3848 | 3.3848 | 0.40325 | 3.3848 | 0 | 0.37946 | 1.7011 | 0 | 8.1325
2025-11-08 12:00 | 0.50431 | 39.3575 | 17.9608 | 22.2497 | 0.64978 | 2.0664 | 0.67945 | 0.67945 | 0.67945 | 304.1292 | 0.64542 | 0 | 0 | 2.0664 | 0.71521 | 0.67945 | 0 | 0 | 0.70577 | 6.0061 | 0.70577 | 0 | 0.70577 | 21.397 | 92.9558 | 0 | 6.6658 | 6.6658 | 0.79414 | 6.6658 | 0 | 0.74739 | 1.6531 | 0 | 8.0725
2025-11-08 13:00 | 0.55914 | 33.6926 | 34.382 | 33.6647 | 0.81959 | 2.6064 | 0.51876 | 0.51876 | 0.51876 | 502.434 | 1.5524 | 0 | 0 | 2.6064 | 0.54606 | 0.51876 | 0 | 0 | 0.508 | 6.0061 | 0.508 | 0 | 0.508 | 21.8513 | 94.9298 | 0 | 5.0894 | 5.0894 | 0.60633 | 5.0894 | 0 | 0.57064 | 2.0851 | 0 | 8.6126
2025-11-08 14:00 | 0.38547 | 25.2777 | 47.7417 | 46.9741 | 0.5739 | 1.8251 | 0.66149 | 0.66149 | 0.66149 | 275.9081 | 0.76315 | 0 | 0 | 1.8251 | 0.6963 | 0.66149 | 0 | 0 | 0.36564 | 6.0061 | 0.36564 | 0 | 0.36564 | 22.1783 | 96.3505 | 0 | 6.4896 | 6.4896 | 0.77314 | 6.4896 | 0 | 0.72763 | 1.4601 | 0 | 7.8312
2025-11-08 15:00 | 0.24202 | 15.0506 | 58.4608 | 60.9309 | 0.42197 | 1.3419 | 0.87469 | 0.87469 | 0.87469 | 153.4177 | 0.15802 | 0 | 0 | 1.3419 | 0.92073 | 0.87469 | 0 | 0 | 0.26318 | 6.0061 | 0.26318 | 0 | 0.26318 | 22.4138 | 97.3732 | 0 | 8.5813 | 8.5813 | 1.0223 | 8.5813 | 0 | 0.96216 | 1.0735 | 0 | 7.3481
2025-11-08 16:00 | 0.079458 | 3.6773 | 67.3166 | 75.15 | 0.30696 | 0.97618 | 0.55591 | 0.55591 | 0.55591 | 175.5997 | 0.20158 | 0 | 0 | 0.97618 | 0.58517 | 0.55591 | 0 | 0 | 0.18943 | 6.0061 | 0.18943 | 0 | 0.18943 | 22.5832 | 98.1093 | 0 | 5.4539 | 5.4539 | 0.64975 | 5.4539 | 0 | 0.61151 | 0.78095 | 0 | 6.9823
2025-11-08 17:00 | 0 | 0 | 75.0382 | 90 | 0 | 0 | 0.54735 | 0.54735 | 0.54735 | 0 | 0 | 0 | 0 | 0 | 0.57615 | 0.54735 | 0 | 0 | 0.13635 | 6.0061 | 0 | 0.57615 | -0.57615 | 21.939 | 95.3108 | 0 | 5.3698 | 5.3698 | 0.63974 | 5.3698 | 0 | 0.60208 | 0 | 0 | 6.0061
2025-11-08 18:00 | 0 | 0 | 82.2704 | 90 | 0 | 0 | 0.61082 | 0.61082 | 0.61082 | 0 | 0 | 1.1102e-16 | 0 | 0 | 0.64297 | 0.61082 | 0 | 0 | 0.71278 | 6.0061 | 0 | 0.64297 | -0.64297 | 21.2202 | 92.1878 | 0 | 5.9925 | 5.9925 | 0.71393 | 5.9925 | 0 | 0.6719 | 0 | 0 | 6.0061
2025-11-08 19:00 | 0 | 0 | 89.6997 | 90 | 0 | 0 | 0.71576 | 0.71576 | 0.71576 | 0 | 0 | 0 | 0 | 0 | 0.75343 | 0.71576 | 0 | 0 | 1.2266 | 6.0061 | 0 | 0.75343 | -0.75343 | 20.3778 | 88.5283 | 0 | 7.022 | 7.022 | 0.83658 | 7.022 | 0 | 0.78734 | 0 | 0 | 6.0061
2025-11-08 20:00 | 0 | 0 | 98.3478 | 90 | 0 | 0 | 0.91276 | 0.91276 | 0.91276 | 0 | 0 | 1.1102e-16 | 0 | 0 | 0.9608 | 0.91276 | 0 | 0 | 1.7757 | 6.0061 | 0 | 0.9608 | -0.9608 | 19.3036 | 83.8616 | 0 | 8.9547 | 8.9547 | 1.0668 | 8.9547 | 0 | 1.004 | 0 | 0 | 6.0061
2025-11-08 21:00 | 0 | 0 | 110.402 | 90 | 0 | 0 | 0.66545 | 0.66545 | 0.66545 | 0 | 0 | 0 | 0 | 0 | 0.70047 | 0.66545 | 0 | 0 | 2.4657 | 6.0061 | 0 | 0.70047 | -0.70047 | 18.5204 | 80.4593 | 0 | 6.5285 | 6.5285 | 0.77778 | 6.5285 | 0 | 0.73199 | 0 | 0 | 6.0061
2025-11-08 22:00 | 0 | 0 | 132.1413 | 90 | 0 | 0 | 0.85903 | 0.85903 | 0.85903 | 0 | 0 | 0 | 0 | 0 | 0.90425 | 0.85903 | 0 | 0 | 2.8705 | 6.0061 | 0 | 0.90425 | -0.90425 | 17.5095 | 76.0673 | 0 | 8.4276 | 8.4276 | 1.004 | 8.4276 | 0 | 0.94494 | 0 | 0 | 6.0061
2025-11-08 23:00 | 0 | 0 | 177.8853 | 90 | 0 | 0 | 0.61306 | 0.61306 | 0.61306 | 0 | 0 | 0 | 0 | 0 | 0.64533 | 0.61306 | 0 | 0 | 3.4757 | 6.0061 | 0 | 0.64533 | -0.64533 | 16.788 | 72.9328 | 0 | 6.0145 | 6.0145 | 0.71655 | 6.0145 | 0 | 0.67437 | 0 | 0 | 6.0061
2025-11-09 | 0 | 0 | -134.0326 | 90 | 0 | 0 | 0.41073 | 0.41073 | 0.41073 | 0 | 0 | 0 | 0 | 0 | 0.43235 | 0.41073 | 0 | 0 | 3.8249 | 6.0061 | 0 | 0.43235 | -0.43235 | 16.3046 | 70.8328 | 0 | 4.0301 | 4.0301 | 0.48013 | 4.0301 | 0 | 0.4518 | 0 | 0 | 6.0061
2025-11-09 01:00 | 0 | 0 | -111.1201 | 90 | 0 | 0 | 0.55599 | 0.55599 | 0.55599 | 0 | 0 | 1.1102e-16 | 0 | 0 | 0.58525 | 0.55599 | 0 | 0 | 4.0126 | 6.0061 | 0 | 0.58525 | -0.58525 | 15.6503 | 67.9902 | 0 | 5.4554 | 5.4554 | 0.64993 | 5.4554 | 0 | 0.61159 | 0 | 0 | 6.0061
2025-11-09 02:00 | 0 | 0 | -98.7385 | 90 | 0 | 0 | 0.36648 | 0.36648 | 0.36648 | 0 | 0 | 0 | 0 | 0 | 0.38577 | 0.36648 | 0 | 0 | 4.3833 | 5.7627 | 0 | 0.38577 | -0.38577 | 15.2189 | 66.1165 | 0 | 3.5959 | 3.5959 | 0.42841 | 3.5959 | 0 | 0.40313 | 0 | 0 | 5.7627
2025-11-09 03:00 | 0 | 0 | -89.9942 | 90 | 0 | 0 | 0.2083 | 0.2083 | 0.2083 | 0 | 0 | 2.7756e-17 | 0 | 0 | 0.21927 | 0.2083 | 0 | 0 | 4.5715 | 5.3769 | 0 | 0.21927 | -0.21927 | 14.9738 | 65.0515 | 0 | 2.0439 | 2.0439 | 0.2435 | 2.0439 | 0 | 0.22913 | 0 | 0 | 5.3769
2025-11-09 04:00 | 0 | 0 | -82.5519 | 90 | 0 | 0 | 0.37198 | 0.37198 | 0.37198 | 0 | 0 | 5.5511e-17 | 0 | 0 | 0.39156 | 0.37198 | 0 | 0 | 4.6396 | 5.1577 | 0 | 0.39156 | -0.39156 | 14.536 | 63.1496 | 0 | 3.6499 | 3.6499 | 0.43484 | 3.6499 | 0 | 0.40918 | 0 | 0 | 5.1577
2025-11-09 05:00 | 0 | 0 | -75.352 | 90 | 0 | 0 | 0.3993 | 0.3993 | 0.3993 | 0 | 0 | 5.5511e-17 | 0 | 0 | 0.42032 | 0.3993 | 0 | 0 | 4.9007 | 4.7661 | 0 | 0.42032 | -0.42032 | 14.0661 | 61.1081 | 0 | 3.9179 | 3.9179 | 0.46677 | 3.9179 | 0 | 0.43923 | 0 | 0 | 4.7661
2025-11-09 06:00 | 0.040471 | 2.6344 | -67.7023 | 76.2458 | 0.13144 | 0.41801 | 0.53162 | 0.53162 | 0.53162 | 78.6298 | 0 | 0 | 0 | 0.41801 | 0.5596 | 0.53162 | 0 | 0 | 5.143 | 4.3458 | 0 | 0.14159 | -0.14159 | 13.9078 | 60.4204 | 0 | 5.2163 | 5.2163 | 0.62145 | 5.2163 | 0 | 0.58478 | 0.33441 | 0 | 4.7638
2025-11-09 07:00 | 0.26185 | 14.0523 | -58.9662 | 62.0391 | 0.49428 | 1.5719 | 0.37119 | 0.37119 | 0.37119 | 423.4707 | 0 | 0 | 0 | 1.5719 | 0.39073 | 0.37119 | 0 | 0 | 5.143 | 4.2042 | 1.1812 | 0 | 1.1812 | 14.9643 | 65.01 | 0 | 3.6421 | 3.6421 | 0.43391 | 3.6421 | 0 | 0.40831 | 1.2575 | 0 | 5.7761
2025-11-09 08:00 | 0.45724 | 24.358 | -48.4298 | 48.0849 | 0.73036 | 2.3227 | 0.32633 | 0.32633 | 0.32633 | 711.7517 | 0 | 0 | 0 | 2.3227 | 0.34351 | 0.32633 | 0 | 0 | 4.2794 | 5.1491 | 1.9792 | 0 | 1.9792 | 16.7345 | 72.7005 | 0 | 3.202 | 3.202 | 0.38147 | 3.202 | 0 | 0.35897 | 1.8581 | 0 | 7.4718
2025-11-09 09:00 | 0.58414 | 32.908 | -35.3244 | 34.7483 | 0.87217 | 2.7736 | 0.28185 | 0.28185 | 0.28185 | 984.087 | 0 | 0 | 0 | 2.7736 | 0.29668 | 0.28185 | 0 | 0 | 2.9748 | 6.0061 | 2.477 | 0 | 2.477 | 18.95 | 82.3252 | 0 | 2.7655 | 2.7655 | 0.32947 | 2.7655 | 0 | 0.31004 | 2.2189 | 0 | 8.7798
2025-11-09 10:00 | 0.69611 | 38.7891 | -19.1915 | 23.1753 | 1.0118 | 3.2178 | 0.39667 | 0.39667 | 0.39667 | 811.1918 | 1.3079 | 0 | 0 | 3.2178 | 0.41755 | 0.39667 | 0 | 0 | 1.4923 | 6.0061 | 1.4923 | 0 | 1.4923 | 20.2847 | 88.124 | 0 | 3.8921 | 3.8921 | 0.4637 | 3.8921 | 0 | 0.43634 | 2.5742 | 0 | 9.2239
2025-11-09 11:00 | 0.57608 | 41.0153 | -0.72645 | 17.389 | 0.78015 | 2.481 | 0.39228 | 0.39228 | 0.39228 | 632.4578 | 1.2116 | 0 | 0 | 2.481 | 0.41293 | 0.39228 | 0 | 0 | 0.85644 | 6.0061 | 0.85644 | 0 | 0.85644 | 21.0508 | 91.4519 | 0 | 3.8491 | 3.8491 | 0.45857 | 3.8491 | 0 | 0.43151 | 1.9848 | 0 | 8.4872
2025-11-09 12:00 | 0.58203 | 39.0998 | 17.8398 | 22.4434 | 0.8113 | 2.5801 | 0.96642 | 0.96642 | 0.96642 | 266.9731 | 0.94634 | 0 | 0 | 2.5801 | 1.0173 | 0.96642 | 0 | 0 | 0.61645 | 6.0061 | 0.61645 | 0 | 0.61645 | 21.6021 | 93.8473 | 0 | 9.4811 | 9.4811 | 1.1295 | 9.4811 | 0 | 1.0631 | 2.0641 | 0 | 8.5862
2025-11-09 13:00 | 0.52008 | 33.4659 | 34.1968 | 33.7747 | 0.74974 | 2.3843 | 0.82174 | 0.82174 | 0.82174 | 290.1537 | 1.0756 | 0 | 0 | 2.3843 | 0.86499 | 0.82174 | 0 | 0 | 0.44371 | 6.0061 | 0.44371 | 0 | 0.44371 | 21.999 | 95.5714 | 0 | 8.0618 | 8.0618 | 0.96045 | 8.0618 | 0 | 0.90392 | 1.9075 | 0 | 8.3905
2025-11-09 14:00 | 0.38376 | 25.0848 | 47.5263 | 47.0345 | 0.57503 | 1.8287 | 0.91599 | 0.91599 | 0.91599 | 199.6392 | 0.54511 | 0 | 0 | 1.8287 | 0.9642 | 0.91599 | 0 | 0 | 0.31937 | 6.0061 | 0.31937 | 0 | 0.31937 | 22.2847 | 96.8124 | 0 | 8.9865 | 8.9865 | 1.0706 | 8.9865 | 0 | 1.0076 | 1.4629 | 0 | 7.8348
2025-11-09 15:00 | 0.26428 | 14.8874 | 58.2327 | 60.9588 | 0.48409 | 1.5395 | 0.71485 | 0.71485 | 0.71485 | 215.3593 | 0.55715 | 0 | 0 | 1.5395 | 0.75247 | 0.71485 | 0 | 0 | 0.22988 | 6.0061 | 0.22988 | 0 | 0.22988 | 22.4903 | 97.7056 | 0 | 7.0131 | 7.0131 | 0.83552 | 7.0131 | 0 | 0.78634 | 1.2316 | 0 | 7.5456
2025-11-09 16:00 | 0.056148 | 3.5376 | 67.0802 | 75.153 | 0.18783 | 0.59734 | 0.93662 | 0.93662 | 0.93662 | 63.7764 | 0 | 1.1102e-16 | 0 | 0.59734 | 0.98592 | 0.93662 | 0 | 0 | 0.16546 | 6.0061 | 0 | 0.38857 | -0.38857 | 22.0558 | 95.8183 | 0 | 9.1888 | 9.1888 | 1.0947 | 9.1888 | 0 | 1.0303 | 0.47788 | 0 | 6.6035
2025-11-09 17:00 | 0 | 0 | 74.79 | 90 | 0 | 0 | 0.78875 | 0.78875 | 0.78875 | 0 | 0 | 1.1102e-16 | 0 | 0 | 0.83026 | 0.78875 | 0 | 0 | 0.58637 | 6.0061 | 0 | 0.83026 | -0.83026 | 21.1276 | 91.7856 | 0 | 7.7381 | 7.7381 | 0.92189 | 7.7381 | 0 | 0.86763 | 0 | 0 | 6.0061
2025-11-09 18:00 | 0 | 0 | 82.0018 | 90 | 0 | 0 | 0.57314 | 0.57314 | 0.57314 | 0 | 0 | 0 | 0 | 0 | 0.6033 | 0.57314 | 0 | 0 | 1.3028 | 6.0061 | 0 | 0.6033 | -0.6033 | 20.4531 | 88.8552 | 0 | 5.6228 | 5.6228 | 0.66988 | 5.6228 | 0 | 0.63045 | 0 | 0 | 6.0061
2025-11-09 19:00 | 0 | 0 | 89.3958 | 90 | 0 | 0 | 1.0251 | 1.0251 | 1.0251 | 0 | 0 | 0 | 0 | 0 | 1.079 | 1.0251 | 0 | 0 | 1.7033 | 6.0061 | 0 | 1.079 | -1.079 | 19.2467 | 83.6142 | 0 | 10.0567 | 10.0567 | 1.1981 | 10.0567 | 0 | 1.1276 | 0 | 0 | 6.0061
2025-11-09 20:00 | 0 | 0 | 97.984 | 90 | 0 | 0 | 0.93074 | 0.93074 | 0.93074 | 0 | 0 | 1.1102e-16 | 0 | 0 | 0.97973 | 0.93074 | 0 | 0 | 2.5165 | 6.0061 | 0 | 0.97973 | -0.97973 | 18.1513 | 78.8556 | 0 | 9.1311 | 9.1311 | 1.0878 | 9.1311 | 0 | 1.0238 | 0 | 0 | 6.0061
2025-11-09 21:00 | 0 | 0 | 109.9388 | 90 | 0 | 0 | 0.73005 | 0.73005 | 0.73005 | 0 | 0 | 1.1102e-16 | 0 | 0 | 0.76848 | 0.73005 | 0 | 0 | 3.1611 | 6.0061 | 0 | 0.76848 | -0.76848 | 17.2921 | 75.123 | 0 | 7.1623 | 7.1623 | 0.85328 | 7.1623 | 0 | 0.80306 | 0 | 0 | 6.0061
2025-11-09 22:00 | 0 | 0 | 131.5708 | 90 | 0 | 0 | 0.51005 | 0.51005 | 0.51005 | 0 | 0 | 0 | 0 | 0 | 0.5369 | 0.51005 | 0 | 0 | 3.5967 | 6.0061 | 0 | 0.5369 | -0.5369 | 16.6918 | 72.5152 | 0 | 5.0039 | 5.0039 | 0.59615 | 5.0039 | 0 | 0.56106 | 0 | 0 | 6.0061
2025-11-09 23:00 | 0 | 0 | 177.7693 | 90 | 0 | 0 | 0.91107 | 0.91107 | 0.91107 | 0 | 0 | 1.1102e-16 | 0 | 0 | 0.95903 | 0.91107 | 0 | 0 | 3.8487 | 6.0061 | 0 | 0.95903 | -0.95903 | 15.6196 | 67.8571 | 0 | 8.9382 | 8.9382 | 1.0649 | 8.9382 | 0 | 1.0022 | 0 | 0 | 6.0061
2025-11-10 | 0 | 0 | -133.5594 | 90 | 0 | 0 | 0.39071 | 0.39071 | 0.39071 | 0 | 0 | 5.5511e-17 | 0 | 0 | 0.41127 | 0.39071 | 0 | 0 | 4.5256 | 5.7353 | 0 | 0.41127 | -0.41127 | 15.1598 | 65.8595 | 0 | 3.8336 | 3.8336 | 0.45673 | 3.8336 | 0 | 0.42978 | 0 | 0 | 5.7353
2025-11-10 01:00 | 0 | 0 | -110.6985 | 90 | 0 | 0 | 0.28811 | 0.28811 | 0.28811 | 0 | 0 | 0 | 0 | 0 | 0.30328 | 0.28811 | 0 | 0 | 4.6662 | 5.324 | 0 | 0.30328 | -0.30328 | 14.8207 | 64.3864 | 0 | 2.827 | 2.827 | 0.3368 | 2.827 | 0 | 0.31693 | 0 | 0 | 5.324
2025-11-10 02:00 | 0 | 0 | -98.4031 | 90 | 0 | 0 | 0.3321 | 0.3321 | 0.3321 | 0 | 0 | 5.5511e-17 | 0 | 0 | 0.34958 | 0.3321 | 0 | 0 | 4.7749 | 5.0207 | 0 | 0.34958 | -0.34958 | 14.4299 | 62.6885 | 0 | 3.2586 | 3.2586 | 0.38822 | 3.2586 | 0 | 0.36531 | 0 | 0 | 5.0207
2025-11-10 03:00 | 0 | 0 | -89.7147 | 90 | 0 | 0 | 0.42803 | 0.42803 | 0.42803 | 0 | 0 | 0 | 0 | 0 | 0.45055 | 0.42803 | 0 | 0 | 4.9702 | 4.6712 | 0 | 0.45055 | -0.45055 | 13.9261 | 60.5001 | 0 | 4.1998 | 4.1998 | 0.50035 | 4.1998 | 0 | 0.47083 | 0 | 0 | 4.6712
2025-11-10 04:00 | 0 | 0 | -82.3069 | 90 | 0 | 0 | 0.29198 | 0.29198 | 0.29198 | 0 | 0 | 0 | 0 | 0 | 0.30735 | 0.29198 | 0 | 0 | 5.143 | 4.2206 | 0 | 0.30735 | -0.30735 | 13.5825 | 59.0073 | 0 | 2.8649 | 2.8649 | 0.34131 | 2.8649 | 0 | 0.32118 | 0 | 0 | 4.2206
2025-11-10 05:00 | 0 | 0 | -75.1285 | 90 | 0 | 0 | 0.35431 | 0.35431 | 0.35431 | 0 | 0 | 5.5511e-17 | 0 | 0 | 0.37296 | 0.35431 | 0 | 0 | 5.143 | 3.9133 | 0 | 0.37296 | -0.37296 | 13.1655 | 57.1958 | 0 | 3.4765 | 3.4765 | 0.41418 | 3.4765 | 0 | 0.38974 | 0 | 0 | 3.9133
2025-11-10 06:00 | 0.043464 | 2.4642 | -67.4934 | 76.2892 | 0.16906 | 0.53765 | 0.30552 | 0.30552 | 0.30552 | 175.9789 | 0 | 0 | 0 | 0.53765 | 0.3216 | 0.30552 | 0 | 0 | 5.143 | 3.5403 | 0.21605 | 0 | 0.21605 | 13.3588 | 58.0353 | 0 | 2.9978 | 2.9978 | 0.35714 | 2.9978 | 0 | 0.33607 | 0.43012 | 0 | 4.078
2025-11-10 07:00 | 0.22434 | 13.8619 | -58.7698 | 62.1064 | 0.40758 | 1.2962 | 0.37335 | 0.37335 | 0.37335 | 347.1766 | 0 | 0 | 0 | 1.2962 | 0.39299 | 0.37335 | 0 | 0 | 5.143 | 3.7132 | 0.90317 | 0 | 0.90317 | 14.1666 | 61.5447 | 0 | 3.6633 | 3.6633 | 0.43643 | 3.6633 | 0 | 0.41068 | 1.0369 | 0 | 5.0093
2025-11-10 08:00 | 0.51397 | 24.1429 | -48.252 | 48.1826 | 0.83122 | 2.6434 | 0.35468 | 0.35468 | 0.35468 | 745.2856 | 0 | 0 | 0 | 2.6434 | 0.37335 | 0.35468 | 0 | 0 | 4.7441 | 4.4357 | 2.2701 | 0 | 2.2701 | 16.197 | 70.3655 | 0 | 3.4802 | 3.4802 | 0.41462 | 3.4802 | 0 | 0.39015 | 2.1147 | 0 | 7.0791
2025-11-10 09:00 | 0.68051 | 32.6664 | -35.1831 | 34.8903 | 1.0286 | 3.271 | 0.31415 | 0.31415 | 0.31415 | 1041.226 | 0 | 0 | 0 | 3.271 | 0.33068 | 0.31415 | 0 | 0 | 3.2192 | 6.0061 | 2.9403 | 0 | 2.9403 | 18.8269 | 81.7908 | 0 | 3.0825 | 3.0825 | 0.36723 | 3.0825 | 0 | 0.34557 | 2.6168 | 0 | 9.2772
2025-11-10 10:00 | 0.71108 | 38.5259 | -19.1186 | 23.3876 | 1.0388 | 3.3036 | 0.40907 | 0.40907 | 0.40907 | 807.5923 | 1.4379 | 0 | 0 | 3.3036 | 0.4306 | 0.40907 | 0 | 0 | 1.4351 | 6.0061 | 1.4351 | 0 | 1.4351 | 20.1105 | 87.3672 | 0 | 4.0138 | 4.0138 | 0.47819 | 4.0138 | 0 | 0.44998 | 2.6429 | 0 | 9.3098
2025-11-10 11:00 | 0.78616 | 40.7466 | -0.75245 | 17.658 | 1.1408 | 3.6281 | 0.34429 | 0.34429 | 0.34429 | 1053.766 | 2.3546 | 0 | 0 | 3.6281 | 0.36241 | 0.34429 | 0 | 0 | 0.91102 | 6.0061 | 0.91102 | 0 | 0.91102 | 20.9254 | 90.9072 | 0 | 3.3782 | 3.3782 | 0.40247 | 3.3782 | 0 | 0.37872 | 2.9024 | 0 | 9.6342
2025-11-10 12:00 | 0.69024 | 38.8478 | 17.7175 | 22.6327 | 1.0056 | 3.198 | 0.77859 | 0.77859 | 0.77859 | 410.739 | 1.7227 | 0 | 0 | 3.198 | 0.81957 | 0.77859 | 0 | 0 | 0.65573 | 6.0061 | 0.65573 | 0 | 0.65573 | 21.5119 | 93.4552 | 0 | 7.6384 | 7.6384 | 0.91001 | 7.6384 | 0 | 0.85645 | 2.5584 | 0 | 9.2041
2025-11-10 13:00 | 0.67965 | 33.245 | 34.0123 | 33.881 | 1.023 | 3.2532 | 0.61325 | 0.61325 | 0.61325 | 530.4825 | 2.1357 | 0 | 0 | 3.2532 | 0.64553 | 0.61325 | 0 | 0 | 0.47198 | 6.0061 | 0.47198 | 0 | 0.47198 | 21.934 | 95.2892 | 0 | 6.0164 | 6.0164 | 0.71677 | 6.0164 | 0 | 0.67458 | 2.6026 | 0 | 9.2593
2025-11-10 14:00 | 0.4084 | 24.8976 | 47.3127 | 47.0916 | 0.63423 | 2.017 | 0.75471 | 0.75471 | 0.75471 | 267.2516 | 0.88282 | 0 | 0 | 2.017 | 0.79443 | 0.75471 | 0 | 0 | 0.33972 | 6.0061 | 0.33972 | 0 | 0.33972 | 22.2379 | 96.6093 | 0 | 7.4042 | 7.4042 | 0.8821 | 7.4042 | 0 | 0.83018 | 1.6136 | 0 | 8.0231
2025-11-10 15:00 | 0.20911 | 14.7297 | 58.0068 | 60.9834 | 0.33937 | 1.0792 | 0.58936 | 0.58936 | 0.58936 | 183.1192 | 0.21433 | 0 | 0 | 1.0792 | 0.62038 | 0.58936 | 0 | 0 | 0.24453 | 6.0061 | 0.24453 | 0 | 0.24453 | 22.4566 | 97.5594 | 0 | 5.782 | 5.782 | 0.68885 | 5.782 | 0 | 0.6483 | 0.86339 | 0 | 7.0854
2025-11-10 16:00 | 0.053674 | 3.4034 | 66.8462 | 75.1528 | 0.18212 | 0.57919 | 0.53954 | 0.53954 | 0.53954 | 107.3484 | 0 | 0 | 0 | 0.57919 | 0.56794 | 0.53954 | 0 | 0 | 0.17601 | 6.0061 | 0.011251 | 0 | 0.011251 | 22.4667 | 97.6031 | 0 | 5.2932 | 5.2932 | 0.63061 | 5.2932 | 0 | 0.59349 | 0.46335 | 0 | 6.5853
2025-11-10 17:00 | 0 | 0 | 74.5445 | 90 | 0 | 0 | 0.57722 | 0.57722 | 0.57722 | 0 | 0 | 0 | 0 | 0 | 0.6076 | 0.57722 | 0 | 0 | 0.24491 | 6.0061 | 0 | 0.6076 | -0.6076 | 21.7874 | 94.6519 | 0 | 5.6629 | 5.6629 | 0.67466 | 5.6629 | 0 | 0.63494 | 0 | 0 | 6.0061
2025-11-10 18:00 | 0 | 0 | 81.7361 | 90 | 0 | 0 | 0.85584 | 0.85584 | 0.85584 | 0 | 0 | 1.1102e-16 | 0 | 0 | 0.90088 | 0.85584 | 0 | 0 | 0.82497 | 6.0061 | 0 | 0.90088 | -0.90088 | 20.7801 | 90.2762 | 0 | 8.3963 | 8.3963 | 1.0003 | 8.3963 | 0 | 0.94142 | 0 | 0 | 6.0061
2025-11-10 19:00 | 0 | 0 | 89.095 | 90 | 0 | 0 | 0.82741 | 0.82741 | 0.82741 | 0 | 0 | 1.1102e-16 | 0 | 0 | 0.87095 | 0.82741 | 0 | 0 | 1.5546 | 6.0061 | 0 | 0.87095 | -0.87095 | 19.8064 | 86.0459 | 0 | 8.1174 | 8.1174 | 0.96707 | 8.1174 | 0 | 0.91015 | 0 | 0 | 6.0061
2025-11-10 20:00 | 0 | 0 | 97.6232 | 90 | 0 | 0 | 0.43256 | 0.43256 | 0.43256 | 0 | 0 | 5.5511e-17 | 0 | 0 | 0.45533 | 0.43256 | 0 | 0 | 2.1624 | 6.0061 | 0 | 0.45533 | -0.45533 | 19.2973 | 83.8343 | 0 | 4.2437 | 4.2437 | 0.50558 | 4.2437 | 0 | 0.47582 | 0 | 0 | 6.0061
2025-11-10 21:00 | 0 | 0 | 109.4771 | 90 | 0 | 0 | 0.55886 | 0.55886 | 0.55886 | 0 | 0 | 0 | 0 | 0 | 0.58827 | 0.55886 | 0 | 0 | 2.3605 | 6.0061 | 0 | 0.58827 | -0.58827 | 18.6396 | 80.977 | 0 | 5.4828 | 5.4828 | 0.6532 | 5.4828 | 0 | 0.61475 | 0 | 0 | 6.0061
2025-11-10 22:00 | 0 | 0 | 130.9931 | 90 | 0 | 0 | 0.74523 | 0.74523 | 0.74523 | 0 | 0 | 1.1102e-16 | 0 | 0 | 0.78445 | 0.74523 | 0 | 0 | 2.7258 | 6.0061 | 0 | 0.78445 | -0.78445 | 17.7626 | 77.1668 | 0 | 7.3111 | 7.3111 | 0.87102 | 7.3111 | 0 | 0.81975 | 0 | 0 | 6.0061
2025-11-10 23:00 | 0 | 0 | 177.6365 | 90 | 0 | 0 | 0.6283 | 0.6283 | 0.6283 | 0 | 0 | 1.1102e-16 | 0 | 0 | 0.66137 | 0.6283 | 0 | 0 | 3.2677 | 6.0061 | 0 | 0.66137 | -0.66137 | 17.0231 | 73.9544 | 0 | 6.164 | 6.164 | 0.73436 | 6.164 | 0 | 0.69113 | 0 | 0 | 6.0061
2025-11-11 | 0 | 0 | -133.0935 | 90 | 0 | 0 | 0.5828 | 0.5828 | 0.5828 | 0 | 0 | 0 | 0 | 0 | 0.61347 | 0.5828 | 0 | 0 | 3.669 | 6.0061 | 0 | 0.61347 | -0.61347 | 16.3372 | 70.9747 | 0 | 5.7185 | 5.7185 | 0.68128 | 5.7185 | 0 | 0.64108 | 0 | 0 | 6.0061
2025-11-11 01:00 | 0 | 0 | -110.2849 | 90 | 0 | 0 | 0.32091 | 0.32091 | 0.32091 | 0 | 0 | 0 | 0 | 0 | 0.3378 | 0.32091 | 0 | 0 | 4.0332 | 6.0061 | 0 | 0.3378 | -0.3378 | 15.9596 | 69.334 | 0 | 3.1487 | 3.1487 | 0.37513 | 3.1487 | 0 | 0.353 | 0 | 0 | 6.0061
2025-11-11 02:00 | 0 | 0 | -98.0749 | 90 | 0 | 0 | 0.32842 | 0.32842 | 0.32842 | 0 | 0 | 0 | 0 | 0 | 0.3457 | 0.32842 | 0 | 0 | 4.1602 | 6.0061 | 0 | 0.3457 | -0.3457 | 15.5731 | 67.6548 | 0 | 3.2224 | 3.2224 | 0.38391 | 3.2224 | 0 | 0.36126 | 0 | 0 | 6.0061
2025-11-11 03:00 | 0 | 0 | -89.4416 | 90 | 0 | 0 | 0.36097 | 0.36097 | 0.36097 | 0 | 0 | 5.5511e-17 | 0 | 0 | 0.37997 | 0.36097 | 0 | 0 | 4.3411 | 5.6937 | 0 | 0.37997 | -0.37997 | 15.1482 | 65.8093 | 0 | 3.5419 | 3.5419 | 0.42197 | 3.5419 | 0 | 0.39707 | 0 | 0 | 5.6937
2025-11-11 04:00 | 0 | 0 | -82.0679 | 90 | 0 | 0 | 0.36515 | 0.36515 | 0.36515 | 0 | 0 | 5.5511e-17 | 0 | 0 | 0.38437 | 0.36515 | 0 | 0 | 4.572 | 5.3137 | 0 | 0.38437 | -0.38437 | 14.7185 | 63.9423 | 0 | 3.5829 | 3.5829 | 0.42685 | 3.5829 | 0 | 0.40167 | 0 | 0 | 5.3137
2025-11-11 05:00 | 0 | 0 | -74.9111 | 90 | 0 | 0 | 0.32793 | 0.32793 | 0.32793 | 0 | 0 | 5.5511e-17 | 0 | 0 | 0.34519 | 0.32793 | 0 | 0 | 4.8101 | 4.9293 | 0 | 0.34519 | -0.34519 | 14.3326 | 62.2657 | 0 | 3.2177 | 3.2177 | 0.38334 | 3.2177 | 0 | 0.36073 | 0 | 0 | 4.9293
2025-11-11 06:00 | 0.055243 | 2.2944 | -67.2905 | 76.3356 | 0.26486 | 0.84231 | 0.31698 | 0.31698 | 0.31698 | 265.7289 | 0 | 0 | 0 | 0.84231 | 0.33366 | 0.31698 | 0 | 0 | 5.0137 | 4.5841 | 0.50865 | 0 | 0.50865 | 14.7875 | 64.2421 | 0 | 3.1102 | 3.1102 | 0.37054 | 3.1102 | 0 | 0.34868 | 0.67385 | 0 | 5.4264
2025-11-11 07:00 | 0.26392 | 13.6723 | -58.5801 | 62.1766 | 0.5103 | 1.6229 | 0.24464 | 0.24464 | 0.24464 | 663.3654 | 0 | 0 | 0 | 1.6229 | 0.25751 | 0.24464 | 0 | 0 | 4.549 | 4.991 | 1.3653 | 0 | 1.3653 | 16.0087 | 69.5474 | 0 | 2.4004 | 2.4004 | 0.28598 | 2.4004 | 0 | 0.2691 | 1.2983 | 0 | 6.6139
2025-11-11 08:00 | 0.43415 | 23.9295 | -48.0811 | 48.2828 | 0.70015 | 2.2266 | 0.35907 | 0.35907 | 0.35907 | 620.1054 | 0 | 0 | 0 | 2.2266 | 0.37797 | 0.35907 | 0 | 0 | 3.5885 | 6.0061 | 1.8486 | 0 | 1.8486 | 17.6622 | 76.7307 | 0 | 3.5232 | 3.5232 | 0.41974 | 3.5232 | 0 | 0.39498 | 1.7813 | 0 | 8.2328
2025-11-11 09:00 | 0.60843 | 32.4273 | -35.0488 | 35.0341 | 0.91942 | 2.9239 | 0.35363 | 0.35363 | 0.35363 | 826.8341 | 0.11264 | 0 | 0 | 2.9239 | 0.37224 | 0.35363 | 0 | 0 | 2.439 | 6.0061 | 2.439 | 0 | 2.439 | 19.8437 | 86.2081 | 0 | 3.4698 | 3.4698 | 0.41338 | 3.4698 | 0 | 0.38899 | 2.3391 | 0 | 8.9301
2025-11-11 10:00 | 0.79806 | 38.2666 | -19.0521 | 23.5992 | 1.1767 | 3.7421 | 0.23535 | 0.23535 | 0.23535 | 1589.988 | 2.4997 | 0 | 0 | 3.7421 | 0.24774 | 0.23535 | 0 | 0 | 0.99461 | 6.0061 | 0.99461 | 0 | 0.99461 | 20.7333 | 90.0729 | 0 | 2.3093 | 2.3093 | 0.27512 | 2.3093 | 0 | 0.25889 | 2.9937 | 0 | 9.7482
2025-11-11 11:00 | 0.77173 | 40.4832 | -0.78246 | 17.9219 | 1.1234 | 3.5727 | 0.43483 | 0.43483 | 0.43483 | 821.6305 | 2.3991 | 0 | 0 | 3.5727 | 0.45772 | 0.43483 | 0 | 0 | 0.7159 | 6.0061 | 0.7159 | 0 | 0.7159 | 21.3737 | 92.8547 | 0 | 4.2666 | 4.2666 | 0.5083 | 4.2666 | 0 | 0.47831 | 2.8582 | 0 | 9.5788
2025-11-11 12:00 | 0.69873 | 38.6016 | 17.594 | 22.8175 | 1.0225 | 3.2517 | 0.61587 | 0.61587 | 0.61587 | 527.9905 | 2.0881 | 0 | 0 | 3.2517 | 0.64828 | 0.61587 | 0 | 0 | 0.51529 | 6.0061 | 0.51529 | 0 | 0.51529 | 21.8346 | 94.8569 | 0 | 6.042 | 6.042 | 0.71982 | 6.042 | 0 | 0.67745 | 2.6014 | 0 | 9.2579
2025-11-11 13:00 | 0.5507 | 33.0299 | 33.8286 | 33.9836 | 0.81794 | 2.6012 | 0.58009 | 0.58009 | 0.58009 | 448.4132 | 1.6197 | 0 | 0 | 2.6012 | 0.61062 | 0.58009 | 0 | 0 | 0.3709 | 6.0061 | 0.3709 | 0 | 0.3709 | 22.1663 | 96.2981 | 0 | 5.691 | 5.691 | 0.678 | 5.691 | 0 | 0.63809 | 2.0809 | 0 | 8.6073
2025-11-11 14:00 | 0.4924 | 24.7161 | 47.1009 | 47.1452 | 0.79202 | 2.5188 | 0.7585 | 0.7585 | 0.7585 | 332.0693 | 1.4534 | 0 | 0 | 2.5188 | 0.79842 | 0.7585 | 0 | 0 | 0.26696 | 6.0061 | 0.26696 | 0 | 0.26696 | 22.4051 | 97.3355 | 0 | 7.4414 | 7.4414 | 0.88654 | 7.4414 | 0 | 0.83435 | 2.015 | 0 | 8.5249
2025-11-11 15:00 | 0.25816 | 14.5776 | 57.7832 | 61.0047 | 0.48109 | 1.5299 | 0.63636 | 0.63636 | 0.63636 | 240.4184 | 0.66792 | 0 | 0 | 1.5299 | 0.66986 | 0.63636 | 0 | 0 | 0.19215 | 6.0061 | 0.19215 | 0 | 0.19215 | 22.5769 | 98.0821 | 0 | 6.2431 | 6.2431 | 0.74378 | 6.2431 | 0 | 0.7 | 1.2239 | 0 | 7.5361
2025-11-11 16:00 | 0.044302 | 3.2748 | 66.6148 | 75.1493 | 0.11949 | 0.37998 | 0.75768 | 0.75768 | 0.75768 | 50.1508 | 0 | 1.1102e-16 | 0 | 0.37998 | 0.79756 | 0.75768 | 0 | 0 | 0.13831 | 6.0061 | 0 | 0.41758 | -0.41758 | 22.1101 | 96.0539 | 0 | 7.4333 | 7.4333 | 0.88558 | 7.4333 | 0 | 0.83345 | 0.30399 | 0 | 6.3861
2025-11-11 17:00 | 0 | 0 | 74.3018 | 90 | 0 | 0 | 0.55103 | 0.55103 | 0.55103 | 0 | 0 | 1.1102e-16 | 0 | 0 | 0.58003 | 0.55103 | 0 | 0 | 0.57336 | 6.0061 | 0 | 0.58003 | -0.58003 | 21.4616 | 93.2366 | 0 | 5.4059 | 5.4059 | 0.64404 | 5.4059 | 0 | 0.60613 | 0 | 0 | 6.0061
2025-11-11 18:00 | 0 | 0 | 81.4734 | 90 | 0 | 0 | 0.59209 | 0.59209 | 0.59209 | 0 | 0 | 0 | 0 | 0 | 0.62325 | 0.59209 | 0 | 0 | 1.0556 | 6.0061 | 0 | 0.62325 | -0.62325 | 20.7648 | 90.2094 | 0 | 5.8087 | 5.8087 | 0.69203 | 5.8087 | 0 | 0.6513 | 0 | 0 | 6.0061
2025-11-11 19:00 | 0 | 0 | 88.7974 | 90 | 0 | 0 | 0.47674 | 0.47674 | 0.47674 | 0 | 0 | 0 | 0 | 0 | 0.50183 | 0.47674 | 0 | 0 | 1.5085 | 6.0061 | 0 | 0.50183 | -0.50183 | 20.2037 | 87.772 | 0 | 4.6771 | 4.6771 | 0.55721 | 4.6771 | 0 | 0.52441 | 0 | 0 | 6.0061
2025-11-11 20:00 | 0 | 0 | 97.2657 | 90 | 0 | 0 | 0.52151 | 0.52151 | 0.52151 | 0 | 0 | 0 | 0 | 0 | 0.54896 | 0.52151 | 0 | 0 | 1.8159 | 6.0061 | 0 | 0.54896 | -0.54896 | 19.59 | 85.1056 | 0 | 5.1163 | 5.1163 | 0.60954 | 5.1163 | 0 | 0.57366 | 0 | 0 | 6.0061
2025-11-11 21:00 | 0 | 0 | 109.0173 | 90 | 0 | 0 | 0.65648 | 0.65648 | 0.65648 | 0 | 0 | 1.1102e-16 | 0 | 0 | 0.69103 | 0.65648 | 0 | 0 | 2.1684 | 6.0061 | 0 | 0.69103 | -0.69103 | 18.8174 | 81.7492 | 0 | 6.4404 | 6.4404 | 0.76729 | 6.4404 | 0 | 0.72212 | 0 | 0 | 6.0061
2025-11-11 22:00 | 0 | 0 | 130.4088 | 90 | 0 | 0 | 0.60166 | 0.60166 | 0.60166 | 0 | 0 | 1.1102e-16 | 0 | 0 | 0.63333 | 0.60166 | 0 | 0 | 2.6423 | 6.0061 | 0 | 0.63333 | -0.63333 | 18.1093 | 78.673 | 0 | 5.9027 | 5.9027 | 0.70322 | 5.9027 | 0 | 0.66183 | 0 | 0 | 6.0061
2025-11-11 23:00 | 0 | 0 | 177.4862 | 90 | 0 | 0 | 0.56987 | 0.56987 | 0.56987 | 0 | 0 | 0 | 0 | 0 | 0.59986 | 0.56987 | 0 | 0 | 3.0399 | 6.0061 | 0 | 0.59986 | -0.59986 | 17.4386 | 75.7594 | 0 | 5.5907 | 5.5907 | 0.66606 | 5.5907 | 0 | 0.62685 | 0 | 0 | 6.0061
2025-11-12 | 0 | 0 | -132.6356 | 90 | 0 | 0 | 0.44051 | 0.44051 | 0.44051 | 0 | 0 | 5.5511e-17 | 0 | 0 | 0.46369 | 0.44051 | 0 | 0 | 3.4056 | 6.0061 | 0 | 0.46369 | -0.46369 | 16.9202 | 73.5072 | 0 | 4.3223 | 4.3223 | 0.51494 | 4.3223 | 0 | 0.48456 | 0 | 0 | 6.0061
2025-11-12 01:00 | 0 | 0 | -109.8796 | 90 | 0 | 0 | 0.28633 | 0.28633 | 0.28633 | 0 | 0 | 0 | 0 | 0 | 0.3014 | 0.28633 | 0 | 0 | 3.6535 | 6.0061 | 0 | 0.3014 | -0.3014 | 16.5832 | 72.0433 | 0 | 2.8095 | 2.8095 | 0.33471 | 2.8095 | 0 | 0.31496 | 0 | 0 | 6.0061
2025-11-12 02:00 | 0 | 0 | -97.7541 | 90 | 0 | 0 | 0.46139 | 0.46139 | 0.46139 | 0 | 0 | 0 | 0 | 0 | 0.48568 | 0.46139 | 0 | 0 | 3.7788 | 6.0061 | 0 | 0.48568 | -0.48568 | 16.0402 | 69.6843 | 0 | 4.5272 | 4.5272 | 0.53935 | 4.5272 | 0 | 0.50753 | 0 | 0 | 6.0061
2025-11-12 03:00 | 0 | 0 | -89.1752 | 90 | 0 | 0 | 0.31634 | 0.31634 | 0.31634 | 0 | 0 | 5.5511e-17 | 0 | 0 | 0.33299 | 0.31634 | 0 | 0 | 4.1045 | 6.0061 | 0 | 0.33299 | -0.33299 | 15.6679 | 68.0669 | 0 | 3.104 | 3.104 | 0.3698 | 3.104 | 0 | 0.34798 | 0 | 0 | 6.0061
2025-11-12 04:00 | 0 | 0 | -81.8352 | 90 | 0 | 0 | 0.37781 | 0.37781 | 0.37781 | 0 | 0 | 5.5511e-17 | 0 | 0 | 0.39769 | 0.37781 | 0 | 0 | 4.28 | 5.7785 | 0 | 0.39769 | -0.39769 | 15.2233 | 66.1352 | 0 | 3.7071 | 3.7071 | 0.44165 | 3.7071 | 0 | 0.41559 | 0 | 0 | 5.7785
2025-11-12 05:00 | 0 | 0 | -74.6997 | 90 | 0 | 0 | 0.2981 | 0.2981 | 0.2981 | 0 | 0 | 5.5511e-17 | 0 | 0 | 0.31379 | 0.2981 | 0 | 0 | 4.5315 | 5.3808 | 0 | 0.31379 | -0.31379 | 14.8725 | 64.6111 | 0 | 2.925 | 2.925 | 0.34847 | 2.925 | 0 | 0.32791 | 0 | 0 | 5.3808
2025-11-12 06:00 | 0.028142 | 2.1249 | -67.0939 | 76.385 | 0.057758 | 0.18368 | 0.36361 | 0.36361 | 0.36361 | 50.5162 | 0 | 5.5511e-17 | 0 | 0.18368 | 0.38274 | 0.36361 | 0 | 0 | 4.7055 | 5.067 | 0 | 0.19906 | -0.19906 | 14.6499 | 63.6443 | 0 | 3.5677 | 3.5677 | 0.42505 | 3.5677 | 0 | 0.39997 | 0.14694 | 0 | 5.2507
2025-11-12 07:00 | 0.067988 | 13.4836 | -58.3968 | 62.2495 | 0.065791 | 0.20923 | 0.3645 | 0.3645 | 0.3645 | 57.4008 | 0 | 0 | 0 | 0.20923 | 0.38369 | 0.3645 | 0 | 0 | 4.7887 | 4.8679 | 0 | 0.17446 | -0.17446 | 14.4548 | 62.7969 | 0 | 3.5765 | 3.5765 | 0.42609 | 3.5765 | 0 | 0.40095 | 0.16738 | 0 | 5.0772
2025-11-12 08:00 | 0.18443 | 23.7177 | -47.9172 | 48.3854 | 0.18752 | 0.59636 | 0.34242 | 0.34242 | 0.34242 | 174.16 | 0 | 0 | 0 | 0.59636 | 0.36044 | 0.34242 | 0 | 0 | 4.8727 | 4.6935 | 0.23592 | 0 | 0.23592 | 14.6659 | 63.7136 | 0 | 3.3599 | 3.3599 | 0.40028 | 3.3599 | 0 | 0.37666 | 0.47709 | 0 | 5.2898
2025-11-12 09:00 | 0.24262 | 32.1912 | -34.9217 | 35.1793 | 0.24346 | 0.77423 | 0.32406 | 0.32406 | 0.32406 | 238.9135 | 0 | 0 | 0 | 0.77423 | 0.34112 | 0.32406 | 0 | 0 | 4.6448 | 4.8822 | 0.43311 | 0 | 0.43311 | 15.0532 | 65.3965 | 0 | 3.1797 | 3.1797 | 0.37882 | 3.1797 | 0 | 0.35647 | 0.61939 | 0 | 5.6565
2025-11-12 10:00 | 0.34305 | 38.0115 | -18.9918 | 23.81 | 0.36599 | 1.1639 | 0.33237 | 0.33237 | 0.33237 | 350.1811 | 0 | 0 | 0 | 1.1639 | 0.34987 | 0.33237 | 0 | 0 | 4.3375 | 5.2287 | 0.81404 | 0 | 0.81404 | 15.7813 | 68.5597 | 0 | 3.2613 | 3.2613 | 0.38853 | 3.2613 | 0 | 0.36561 | 0.93112 | 0 | 6.3926
2025-11-12 11:00 | 0.36991 | 40.225 | -0.81642 | 18.1806 | 0.39827 | 1.2666 | 0.31728 | 0.31728 | 0.31728 | 399.2021 | 0 | 0 | 0 | 1.2666 | 0.33397 | 0.31728 | 0 | 0 | 3.8083 | 5.8799 | 0.9326 | 0 | 0.9326 | 16.6155 | 72.1835 | 0 | 3.1131 | 3.1131 | 0.37089 | 3.1131 | 0 | 0.349 | 1.0133 | 0 | 7.1465
2025-11-12 12:00 | 0.24777 | 38.3612 | 17.4693 | 22.9977 | 0.2416 | 0.76832 | 0.56007 | 0.56007 | 0.56007 | 137.1828 | 0 | 0 | 0 | 0.76832 | 0.58954 | 0.56007 | 0 | 0 | 3.2637 | 6.0061 | 0.17877 | 0 | 0.17877 | 16.7754 | 72.8781 | 0 | 5.4946 | 5.4946 | 0.65461 | 5.4946 | 0 | 0.61607 | 0.61465 | 0 | 6.7745
2025-11-12 13:00 | 0.19436 | 32.8207 | 33.6457 | 34.0824 | 0.18772 | 0.59698 | 0.55313 | 0.55313 | 0.55313 | 107.9283 | 0 | 0 | 0 | 0.59698 | 0.58224 | 0.55313 | 0 | 0 | 3.3052 | 6.0061 | 0.014741 | 0 | 0.014741 | 16.7886 | 72.9354 | 0 | 5.4265 | 5.4265 | 0.64649 | 5.4265 | 0 | 0.60844 | 0.47758 | 0 | 6.6031
2025-11-12 14:00 | 0.24136 | 24.5404 | 46.8908 | 47.1953 | 0.27162 | 0.86381 | 0.54035 | 0.54035 | 0.54035 | 159.862 | 0 | 0 | 0 | 0.86381 | 0.56879 | 0.54035 | 0 | 0 | 3.3909 | 6.0061 | 0.29502 | 0 | 0.29502 | 17.0524 | 74.0818 | 0 | 5.3011 | 5.3011 | 0.63156 | 5.3011 | 0 | 0.59438 | 0.69105 | 0 | 6.87
2025-11-12 15:00 | 0.034801 | 14.4312 | 57.562 | 61.0226 | 0.033152 | 0.10543 | 0.4192 | 0.4192 | 0.4192 | 25.1504 | 0 | 0 | 0 | 0.10543 | 0.44126 | 0.4192 | 0 | 0 | 3.2231 | 6.0061 | 0 | 0.33583 | -0.33583 | 16.677 | 72.4506 | 0 | 4.1126 | 4.1126 | 0.48996 | 4.1126 | 0 | 0.46112 | 0.084344 | 0 | 6.1116
2025-11-12 16:00 | 0.017144 | 3.1516 | 66.386 | 75.1426 | 0.017589 | 0.055935 | 0.86333 | 0.86333 | 0.86333 | 6.479 | 0 | 0 | 0 | 0.055935 | 0.90877 | 0.86333 | 0 | 0 | 3.58 | 6.0061 | 0 | 0.85283 | -0.85283 | 15.7235 | 68.3083 | 0 | 8.4698 | 8.4698 | 1.0091 | 8.4698 | 0 | 0.94966 | 0.044748 | 0 | 6.0621
2025-11-12 17:00 | 0 | 0 | 74.062 | 90 | 0 | 0 | 0.64513 | 0.64513 | 0.64513 | 0 | 0 | 1.1102e-16 | 0 | 0 | 0.67909 | 0.64513 | 0 | 0 | 4.3175 | 5.8282 | 0 | 0.67909 | -0.67909 | 14.9642 | 65.0099 | 0 | 6.3291 | 6.3291 | 0.75403 | 6.3291 | 0 | 0.70965 | 0 | 0 | 5.8282
2025-11-12 18:00 | 0 | 0 | 81.2138 | 90 | 0 | 0 | 0.82945 | 0.82945 | 0.82945 | 0 | 0 | 1.1102e-16 | 0 | 0 | 0.87311 | 0.82945 | 0 | 0 | 4.7829 | 5.1491 | 0 | 0.87311 | -0.87311 | 13.9881 | 60.7691 | 0 | 8.1374 | 8.1374 | 0.96946 | 8.1374 | 0 | 0.9124 | 0 | 0 | 5.1491
2025-11-12 19:00 | 0 | 0 | 88.5032 | 90 | 0 | 0 | 0.53334 | 0.53334 | 0.53334 | 0 | 0 | 1.1102e-16 | 0 | 0 | 0.56141 | 0.53334 | 0 | 0 | 5.143 | 4.276 | 0 | 0.56141 | -0.56141 | 13.3604 | 58.0422 | 0 | 5.2324 | 5.2324 | 0.62337 | 5.2324 | 0 | 0.58668 | 0 | 0 | 4.276
2025-11-12 20:00 | 0 | 0 | 96.9116 | 90 | 0 | 0 | 0.57293 | 0.57293 | 0.57293 | 0 | 0 | 1.1102e-16 | 0 | 0 | 0.60308 | 0.57293 | 0 | 0 | 5.143 | 3.7146 | 0 | 0.60308 | -0.60308 | 12.6861 | 55.1129 | 0 | 5.6208 | 5.6208 | 0.66964 | 5.6208 | 0 | 0.63022 | 0 | 0 | 3.7146
2025-11-12 21:00 | 0 | 0 | 108.56 | 90 | 0 | 0 | 0.51939 | 0.51939 | 0.51939 | 0 | 0 | 0 | 0 | 0 | 0.54673 | 0.51939 | 0 | 0 | 5.143 | 3.1115 | 0 | 0.54673 | -0.54673 | 12.0748 | 52.4574 | 0 | 5.0956 | 5.0956 | 0.60707 | 5.0956 | 0 | 0.57133 | 0 | 0 | 3.1115
2025-11-12 22:00 | 0 | 0 | 129.8186 | 90 | 0 | 0 | 0.82616 | 0.82616 | 0.82616 | 0 | 0 | 1.1102e-16 | 0 | 0 | 0.86964 | 0.82616 | 0 | 0 | 5.143 | 2.5648 | 0 | 0.86964 | -0.86964 | 11.1026 | 48.2334 | 0 | 8.1051 | 8.1051 | 0.96561 | 8.1051 | 0 | 0.90877 | 0 | 0 | 2.5648
2025-11-12 23:00 | 0 | 0 | 177.3176 | 90 | 0 | 0 | 0.64745 | 0.64745 | 0.64745 | 0 | 0 | 1.1102e-16 | 0 | 0 | 0.68152 | 0.64745 | 0 | 0 | 5.143 | 1.6951 | 0 | 0.68152 | -0.68152 | 10.3406 | 44.9232 | 0 | 6.3518 | 6.3518 | 0.75673 | 6.3518 | 0 | 0.71219 | 0 | 0 | 1.6951
2025-11-13 | 0 | 0 | -132.186 | 90 | 0 | 0 | 0.46598 | 0.46598 | 0.46598 | 0 | 0 | 5.5511e-17 | 0 | 0 | 0.4905 | 0.46598 | 0 | 0 | 5.143 | 1.0136 | 0 | 0.4905 | -0.4905 | 9.7922 | 42.5408 | 0 | 4.5722 | 4.5722 | 0.54471 | 4.5722 | 0 | 0.51257 | 0 | 0 | 1.0136
2025-11-13 01:00 | 0 | 0 | -109.4828 | 90 | 0 | 0 | 0.28063 | 0.28063 | 0.28063 | 0 | 0 | 0 | 0 | 0 | 0.29539 | 0.28063 | 0 | 0 | 5.143 | 0.5231 | 0 | 0.29539 | -0.29539 | 9.4619 | 41.106 | 0 | 2.7535 | 2.7535 | 0.32804 | 2.7535 | 0 | 0.30869 | 0 | 0 | 0.5231
2025-11-13 02:00 | 0 | 0 | -97.4407 | 90 | 0 | 0 | 0.41038 | 0.21632 | 0.21632 | 0 | 0 | 0.19406 | 0.2351 | 0 | 0.22771 | 0.21632 | 0 | 0 | 5.143 | 0.22771 | 0 | 0.22771 | -0.22771 | 9.2074 | 40 | 0 | 4.0267 | 4.0267 | 0.47973 | 4.0267 | 0 | 0.45142 | 0 | 0 | 0.22771
2025-11-13 03:00 | 0 | 0 | -88.9154 | 90 | 0 | 0 | 0.36663 | 1.5094e-15 | 1.5094e-15 | 0 | 0 | 0.36663 | 0.4033 | 0 | 1.5888e-15 | 1.5094e-15 | 0 | 0 | 5.143 | 1.5888e-15 | 0 | 1.5888e-15 | 0 | 9.2074 | 40 | 0 | 3.5974 | 3.5974 | 0.42858 | 3.5974 | 0 | 0.4033 | 0 | 0 | 1.5888e-15
2025-11-13 04:00 | 0 | 0 | -81.6086 | 90 | 0 | 0 | 0.30497 | 3.0188e-15 | 3.0188e-15 | 0 | 0 | 0.30497 | 0.33547 | 0 | 3.1776e-15 | 3.0188e-15 | 0 | 0 | 5.143 | 3.1776e-15 | 0 | 3.1776e-15 | 0 | 9.2074 | 40 | 0 | 2.9924 | 2.9924 | 0.3565 | 2.9924 | 0 | 0.33547 | 0 | 0 | 3.1776e-15
2025-11-13 05:00 | 0 | 0 | -74.4944 | 90 | 0 | 0 | 0.26055 | 3.0188e-15 | 3.0188e-15 | 0 | 0 | 0.26055 | 0.28661 | 0 | 3.1776e-15 | 3.0188e-15 | 0 | 0 | 5.143 | 3.1776e-15 | 0 | 3.1776e-15 | 0 | 9.2074 | 40 | 0 | 2.5566 | 2.5566 | 0.30458 | 2.5566 | 0 | 0.28661 | 0 | 0 | 3.1776e-15
2025-11-13 06:00 | 0.032601 | 1.9559 | -66.9035 | 76.4373 | 0.096796 | 0.30783 | 0.35827 | 0.29244 | 0.29244 | 105.2632 | 0 | 0.065839 | 0.33561 | 0.30783 | 0.30783 | 0.29244 | 0 | 0 | 5.143 | 3.1776e-15 | 0 | 3.1776e-15 | 0 | 9.2074 | 40 | 0 | 3.5154 | 3.5154 | 0.41881 | 3.5154 | 0 | 0.3941 | 0.24626 | 0 | 0.30783
2025-11-13 07:00 | 0.017761 | 13.2959 | -58.2201 | 62.3251 | 0.016834 | 0.053536 | 0.32352 | 0.050859 | 0.050859 | 105.2632 | 0 | 0.27266 | 0.3457 | 0.053536 | 0.053536 | 0.050859 | 0 | 0 | 5.143 | 3.1776e-15 | 0 | 3.1776e-15 | 0 | 9.2074 | 40 | 0 | 3.1744 | 3.1744 | 0.37819 | 3.1744 | 0 | 0.35587 | 0.042829 | 0 | 0.053536
2025-11-13 08:00 | 0.043723 | 23.5077 | -47.7603 | 48.4903 | 0.041446 | 0.13181 | 0.36121 | 0.12522 | 0.12522 | 105.2632 | 0 | 0.236 | 0.37229 | 0.13181 | 0.13181 | 0.12522 | 0 | 0 | 5.143 | 3.1776e-15 | 0 | 3.1776e-15 | 0 | 9.2074 | 40 | 0 | 3.5443 | 3.5443 | 0.42225 | 3.5443 | 0 | 0.39734 | 0.10544 | 0 | 0.13181
2025-11-13 09:00 | 0.10803 | 31.9579 | -34.8016 | 35.3259 | 0.10287 | 0.32713 | 0.22985 | 0.22985 | 0.22985 | 142.322 | 0 | 0 | 0.19068 | 0.32713 | 0.24195 | 0.22985 | 0 | 0 | 5.143 | 3.1776e-15 | 0.08518 | 0 | 0.08518 | 9.2835 | 40.331 | 0 | 2.2553 | 2.2553 | 0.26869 | 2.2553 | 0 | 0.25284 | 0.2617 | 0 | 0.32713
2025-11-13 10:00 | 0.12382 | 37.7606 | -18.9376 | 24.0197 | 0.11779 | 0.3746 | 0.3345 | 0.3345 | 0.3345 | 111.99 | 0 | 0 | 0.23203 | 0.3746 | 0.3521 | 0.3345 | 0 | 0 | 5.143 | 0.068144 | 0.022501 | 0 | 0.022501 | 9.3037 | 40.4184 | 0 | 3.2821 | 3.2821 | 0.39102 | 3.2821 | 0 | 0.36795 | 0.29968 | 0 | 0.44275
2025-11-13 11:00 | 0.14307 | 39.9721 | -0.85425 | 18.4341 | 0.13623 | 0.43323 | 0.31338 | 0.31338 | 0.31338 | 138.2438 | 0 | 0 | 0.18057 | 0.43323 | 0.32988 | 0.31338 | 0 | 0 | 5.143 | 0.086145 | 0.10336 | 0 | 0.10336 | 9.3961 | 40.82 | 0 | 3.0749 | 3.0749 | 0.36634 | 3.0749 | 0 | 0.34472 | 0.34659 | 0 | 0.51938
2025-11-13 12:00 | 0.14457 | 38.1266 | 17.3435 | 23.1732 | 0.13777 | 0.43815 | 0.85489 | 0.57663 | 0.57663 | 75.9844 | 0 | 0.27827 | 0.69675 | 0.43815 | 0.60698 | 0.57663 | 0 | 0 | 5.143 | 0.16883 | 0 | 0.16883 | -0.16883 | 9.2074 | 40 | 0 | 8.387 | 8.387 | 0.9992 | 8.387 | 0 | 0.94038 | 0.35052 | 0 | 0.60698
2025-11-13 13:00 | 0.096977 | 32.6174 | 33.4636 | 34.1774 | 0.0922 | 0.29321 | 0.62825 | 0.27855 | 0.27855 | 105.2632 | 0 | 0.3497 | 0.63537 | 0.29321 | 0.29321 | 0.27855 | 0 | 0 | 5.143 | 0 | 0 | 0 | 0 | 9.2074 | 40 | 0 | 6.1635 | 6.1635 | 0.7343 | 6.1635 | 0 | 0.69108 | 0.23457 | 0 | 0.29321
2025-11-13 14:00 | 0.11667 | 24.3704 | 46.6827 | 47.2418 | 0.11189 | 0.35583 | 0.56658 | 0.33804 | 0.33804 | 105.2632 | 0 | 0.22854 | 0.55563 | 0.35583 | 0.35583 | 0.33804 | 0 | 0 | 5.143 | 0 | 0 | 0 | 0 | 9.2074 | 40 | 0 | 5.5584 | 5.5584 | 0.66221 | 5.5584 | 0 | 0.62323 | 0.28466 | 0 | 0.35583
2025-11-13 15:00 | 0.042848 | 14.2903 | 57.3431 | 61.0371 | 0.040954 | 0.13024 | 0.29613 | 0.12373 | 0.12373 | 105.2632 | 0 | 0.17241 | 0.301 | 0.13024 | 0.13024 | 0.12373 | 0 | 0 | 5.143 | 0 | 0 | 0 | 0 | 9.2074 | 40 | 0 | 2.9052 | 2.9052 | 0.34612 | 2.9052 | 0 | 0.32575 | 0.10419 | 0 | 0.13024
2025-11-13 16:00 | 0.0094007 | 3.0341 | 66.1599 | 75.1326 | 0.0092872 | 0.029535 | 0.57413 | 0.028058 | 0.028058 | 105.2632 | 0 | 0.54607 | 0.62593 | 0.029535 | 0.029535 | 0.028058 | 0 | 0 | 5.143 | 0 | 0 | 0 | 0 | 9.2074 | 40 | 0 | 5.6326 | 5.6326 | 0.67104 | 5.6326 | 0 | 0.63154 | 0.023628 | 0 | 0.029535
2025-11-13 17:00 | 0 | 0 | 73.8251 | 90 | 0 | 0 | 0.48809 | 0 | 0 | 0 | 0 | 0.48809 | 0.5369 | 0 | 0 | 0 | 0 | 0 | 5.143 | 0 | 0 | 0 | 0 | 9.2074 | 40 | 0 | 4.7885 | 4.7885 | 0.57048 | 4.7885 | 0 | 0.5369 | 0 | 0 | 0
2025-11-13 18:00 | 0 | 0 | 80.9575 | 90 | 0 | 0 | 0.43907 | 1.5094e-15 | 1.5094e-15 | 0 | 0 | 0.43907 | 0.48297 | 0 | 1.5888e-15 | 1.5094e-15 | 0 | 0 | 5.143 | 1.5888e-15 | 0 | 1.5888e-15 | 0 | 9.2074 | 40 | 0 | 4.3075 | 4.3075 | 0.51318 | 4.3075 | 0 | 0.48297 | 0 | 0 | 1.5888e-15
2025-11-13 19:00 | 0 | 0 | 88.2126 | 90 | 0 | 0 | 0.67167 | 3.0188e-15 | 3.0188e-15 | 0 | 0 | 0.67167 | 0.73883 | 0 | 3.1776e-15 | 3.0188e-15 | 0 | 0 | 5.143 | 3.1776e-15 | 0 | 3.1776e-15 | 0 | 9.2074 | 40 | 0 | 6.5894 | 6.5894 | 0.78504 | 6.5894 | 0 | 0.73883 | 0 | 0 | 3.1776e-15
2025-11-13 20:00 | 0 | 0 | 96.5614 | 90 | 0 | 0 | 0.82284 | 3.0188e-15 | 3.0188e-15 | 0 | 0 | 0.82284 | 0.90512 | 0 | 3.1776e-15 | 3.0188e-15 | 0 | 0 | 5.143 | 3.1776e-15 | 0 | 3.1776e-15 | 0 | 9.2074 | 40 | 0 | 8.0725 | 8.0725 | 0.96173 | 8.0725 | 0 | 0.90512 | 0 | 0 | 3.1776e-15
2025-11-13 21:00 | 0 | 0 | 108.1056 | 90 | 0 | 0 | 0.52748 | 3.0188e-15 | 3.0188e-15 | 0 | 0 | 0.52748 | 0.58023 | 0 | 3.1776e-15 | 3.0188e-15 | 0 | 0 | 5.143 | 3.1776e-15 | 0 | 3.1776e-15 | 0 | 9.2074 | 40 | 0 | 5.1749 | 5.1749 | 0.61652 | 5.1749 | 0 | 0.58023 | 0 | 0 | 3.1776e-15
2025-11-13 22:00 | 0 | 0 | 129.2232 | 90 | 0 | 0 | 0.62147 | 3.0188e-15 | 3.0188e-15 | 0 | 0 | 0.62147 | 0.68362 | 0 | 3.1776e-15 | 3.0188e-15 | 0 | 0 | 5.143 | 3.1776e-15 | 0 | 3.1776e-15 | 0 | 9.2074 | 40 | 0 | 6.097 | 6.097 | 0.72638 | 6.097 | 0 | 0.68362 | 0 | 0 | 3.1776e-15
2025-11-13 23:00 | 0 | 0 | 177.1301 | 90 | 0 | 0 | 0.59509 | 4.5281e-15 | 4.5281e-15 | 0 | 0 | 0.59509 | 0.6546 | 0 | 4.7665e-15 | 4.5281e-15 | 0 | 0 | 5.143 | 4.7665e-15 | 0 | 4.7665e-15 | 0 | 9.2074 | 40 | 0 | 5.8382 | 5.8382 | 0.69554 | 5.8382 | 0 | 0.6546 | 0 | 0 | 4.7665e-15
2025-11-14 | 0 | 0 | -131.7454 | 90 | 0 | 0 | 0.43631 | 4.5281e-15 | 4.5281e-15 | 0 | 0 | 0.43631 | 0.47994 | 0 | 4.7665e-15 | 4.5281e-15 | 0 | 0 | 5.143 | 4.7665e-15 | 0 | 4.7665e-15 | 0 | 9.2074 | 40 | 0 | 4.2811 | 4.2811 | 0.51003 | 4.2811 | 0 | 0.47994 | 0 | 0 | 4.7665e-15
2025-11-14 01:00 | 0 | 0 | -109.0947 | 90 | 0 | 0 | 0.51745 | 4.5281e-15 | 4.5281e-15 | 0 | 0 | 0.51745 | 0.5692 | 0 | 4.7665e-15 | 4.5281e-15 | 0 | 0 | 5.143 | 4.7665e-15 | 0 | 4.7665e-15 | 0 | 9.2074 | 40 | 0 | 5.0773 | 5.0773 | 0.60489 | 5.0773 | 0 | 0.5692 | 0 | 0 | 4.7665e-15
2025-11-14 02:00 | 0 | 0 | -97.135 | 90 | 0 | 0 | 0.35605 | 4.5281e-15 | 4.5281e-15 | 0 | 0 | 0.35605 | 0.39165 | 0 | 4.7665e-15 | 4.5281e-15 | 0 | 0 | 5.143 | 4.7665e-15 | 0 | 4.7665e-15 | 0 | 9.2074 | 40 | 0 | 3.4936 | 3.4936 | 0.41621 | 3.4936 | 0 | 0.39165 | 0 | 0 | 4.7665e-15
2025-11-14 03:00 | 0 | 0 | -88.6623 | 90 | 0 | 0 | 0.38941 | 4.5281e-15 | 4.5281e-15 | 0 | 0 | 0.38941 | 0.42835 | 0 | 4.7665e-15 | 4.5281e-15 | 0 | 0 | 5.143 | 4.7665e-15 | 0 | 4.7665e-15 | 0 | 9.2074 | 40 | 0 | 3.8209 | 3.8209 | 0.45521 | 3.8209 | 0 | 0.42835 | 0 | 0 | 4.7665e-15
2025-11-14 04:00 | 0 | 0 | -81.3884 | 90 | 0 | 0 | 0.24636 | 4.5281e-15 | 4.5281e-15 | 0 | 0 | 0.24636 | 0.271 | 0 | 4.7665e-15 | 4.5281e-15 | 0 | 0 | 5.143 | 4.7665e-15 | 0 | 4.7665e-15 | 0 | 9.2074 | 40 | 0 | 2.4173 | 2.4173 | 0.28799 | 2.4173 | 0 | 0.271 | 0 | 0 | 4.7665e-15
2025-11-14 05:00 | 0 | 0 | -74.2953 | 90 | 0 | 0 | 0.38289 | 4.5281e-15 | 4.5281e-15 | 0 | 0 | 0.38289 | 0.42118 | 0 | 4.7665e-15 | 4.5281e-15 | 0 | 0 | 5.143 | 4.7665e-15 | 0 | 4.7665e-15 | 0 | 9.2074 | 40 | 0 | 3.7569 | 3.7569 | 0.44758 | 3.7569 | 0 | 0.42118 | 0 | 0 | 4.7665e-15
2025-11-14 06:00 | 0.037592 | 1.7874 | -66.7194 | 76.4925 | 0.15142 | 0.48156 | 0.31655 | 0.31655 | 0.31655 | 152.1261 | 0 | 0 | 0.25671 | 0.48156 | 0.33321 | 0.31655 | 0 | 0 | 5.143 | 4.7665e-15 | 0.14835 | 0 | 0.14835 | 9.34 | 40.5764 | 0 | 3.106 | 3.106 | 0.37004 | 3.106 | 0 | 0.34821 | 0.38525 | 0 | 0.48156
2025-11-14 07:00 | 0.13294 | 13.1093 | -58.05 | 62.4033 | 0.16438 | 0.52275 | 0.34711 | 0.34711 | 0.34711 | 150.6021 | 0 | 0 | 0.16975 | 0.52275 | 0.36537 | 0.34711 | 0 | 0 | 5.143 | 0.11868 | 0.15737 | 0 | 0.15737 | 9.4808 | 41.1879 | 0 | 3.4058 | 3.4058 | 0.40576 | 3.4058 | 0 | 0.38182 | 0.4182 | 0 | 0.64142
2025-11-14 08:00 | 0.27465 | 23.2996 | -47.6103 | 48.5972 | 0.35232 | 1.1204 | 0.27059 | 0.27059 | 0.27059 | 414.0724 | 0 | 0 | 0 | 1.1204 | 0.28483 | 0.27059 | 0 | 0 | 5.143 | 0.24458 | 0.83561 | 0 | 0.83561 | 10.2282 | 44.4349 | 0 | 2.655 | 2.655 | 0.31631 | 2.655 | 0 | 0.29765 | 0.89635 | 0 | 1.365
2025-11-14 09:00 | 0.4147 | 31.7276 | -34.6884 | 35.4737 | 0.55414 | 1.7623 | 0.34459 | 0.34459 | 0.34459 | 511.4103 | 0 | 0 | 0 | 1.7623 | 0.36273 | 0.34459 | 0 | 0 | 5.143 | 0.91306 | 1.3995 | 0 | 1.3995 | 11.48 | 49.8731 | 0 | 3.3811 | 3.3811 | 0.40282 | 3.3811 | 0 | 0.37905 | 1.4098 | 0 | 2.6753
2025-11-14 10:00 | 0.26561 | 37.514 | -18.8895 | 24.2282 | 0.26306 | 0.83657 | 0.47536 | 0.47536 | 0.47536 | 175.9861 | 0 | 0 | 0 | 0.83657 | 0.50038 | 0.47536 | 0 | 0 | 5.143 | 2.0327 | 0.33619 | 0 | 0.33619 | 11.7807 | 51.1794 | 0 | 4.6643 | 4.6643 | 0.55569 | 4.6643 | 0 | 0.5229 | 0.66926 | 0 | 2.8693
2025-11-14 11:00 | 0.42013 | 39.7247 | -0.89588 | 18.6823 | 0.48686 | 1.5483 | 0.45592 | 0.45592 | 0.45592 | 339.5943 | 0 | 0 | 0 | 1.5483 | 0.47992 | 0.45592 | 0 | 0 | 5.143 | 2.3017 | 1.0684 | 0 | 1.0684 | 12.7363 | 55.3308 | 0 | 4.4735 | 4.4735 | 0.53296 | 4.4735 | 0 | 0.50152 | 1.2386 | 0 | 3.8499
2025-11-14 12:00 | 0.61931 | 37.898 | 17.2166 | 23.3439 | 0.90412 | 2.8752 | 0.60653 | 0.60653 | 0.60653 | 474.0442 | 0 | 0 | 0 | 2.8752 | 0.63846 | 0.60653 | 0 | 0 | 5.143 | 3.1563 | 2.2368 | 0 | 2.2368 | 14.7369 | 64.0223 | 0 | 5.9505 | 5.9505 | 0.70892 | 5.9505 | 0 | 0.66719 | 2.3002 | 0 | 6.0316
2025-11-14 13:00 | 0.44342 | 32.4202 | 33.2824 | 34.2685 | 0.60864 | 1.9356 | 0.83999 | 0.83999 | 0.83999 | 230.4265 | 0 | 0 | 0 | 1.9356 | 0.8842 | 0.83999 | 0 | 0 | 3.9705 | 4.9458 | 1.0514 | 0 | 1.0514 | 15.6773 | 68.1076 | 0 | 8.2408 | 8.2408 | 0.98178 | 8.2408 | 0 | 0.92399 | 1.5485 | 0 | 6.8813
2025-11-14 14:00 | 0.27718 | 24.2063 | 46.4765 | 47.2848 | 0.34641 | 1.1016 | 0.87067 | 0.87067 | 0.87067 | 126.5272 | 0 | 0 | 0 | 1.1016 | 0.91649 | 0.87067 | 0 | 0 | 3.5766 | 5.7869 | 0.18514 | 0 | 0.18514 | 15.8429 | 68.827 | 0 | 8.5418 | 8.5418 | 1.0176 | 8.5418 | 0 | 0.95774 | 0.88131 | 0 | 6.8885
2025-11-14 15:00 | 0.14025 | 14.1552 | 57.1268 | 61.0482 | 0.16818 | 0.53483 | 0.79442 | 0.79442 | 0.79442 | 67.3227 | 0 | 0 | 0 | 0.53483 | 0.83623 | 0.79442 | 0 | 0 | 3.7314 | 5.935 | 0 | 0.30141 | -0.30141 | 15.5059 | 67.363 | 0 | 7.7937 | 7.7937 | 0.92852 | 7.7937 | 0 | 0.87386 | 0.42786 | 0 | 6.4698
2025-11-14 16:00 | 0.048417 | 2.9221 | 65.9367 | 75.1194 | 0.18934 | 0.60215 | 0.68036 | 0.68036 | 0.68036 | 88.504 | 0 | 0 | 0 | 0.60215 | 0.71617 | 0.68036 | 0 | 0 | 4.1504 | 5.6336 | 0 | 0.11402 | -0.11402 | 15.3784 | 66.8092 | 0 | 6.6747 | 6.6747 | 0.7952 | 6.6747 | 0 | 0.7484 | 0.48172 | 0 | 6.2357
2025-11-14 17:00 | 0 | 0 | 73.5914 | 90 | 0 | 0 | 0.91403 | 0.91403 | 0.91403 | 0 | 0 | 1.1102e-16 | 0 | 0 | 0.96213 | 0.91403 | 0 | 0 | 4.2711 | 5.5196 | 0 | 0.96213 | -0.96213 | 14.3027 | 62.136 | 0 | 8.9671 | 8.9671 | 1.0683 | 8.9671 | 0 | 1.0054 | 0 | 0 | 5.5196
2025-11-14 18:00 | 0 | 0 | 80.7045 | 90 | 0 | 0 | 0.67971 | 0.67971 | 0.67971 | 0 | 0 | 0 | 0 | 0 | 0.71548 | 0.67971 | 0 | 0 | 5.1246 | 4.5574 | 0 | 0.71548 | -0.71548 | 13.5028 | 58.6608 | 0 | 6.6683 | 6.6683 | 0.79444 | 6.6683 | 0 | 0.74768 | 0 | 0 | 4.5574
2025-11-14 19:00 | 0 | 0 | 87.9258 | 90 | 0 | 0 | 0.58586 | 0.58586 | 0.58586 | 0 | 0 | 0 | 0 | 0 | 0.6167 | 0.58586 | 0 | 0 | 5.143 | 3.8419 | 0 | 0.6167 | -0.6167 | 12.8133 | 55.6654 | 0 | 5.7477 | 5.7477 | 0.68476 | 5.7477 | 0 | 0.64445 | 0 | 0 | 3.8419
2025-11-14 20:00 | 0 | 0 | 96.2151 | 90 | 0 | 0 | 0.61729 | 0.61729 | 0.61729 | 0 | 0 | 0 | 0 | 0 | 0.64978 | 0.61729 | 0 | 0 | 5.143 | 3.2252 | 0 | 0.64978 | -0.64978 | 12.0868 | 52.5093 | 0 | 6.056 | 6.056 | 0.72149 | 6.056 | 0 | 0.67902 | 0 | 0 | 3.2252
2025-11-14 21:00 | 0 | 0 | 107.6544 | 90 | 0 | 0 | 0.78371 | 0.78371 | 0.78371 | 0 | 0 | 1.1102e-16 | 0 | 0 | 0.82496 | 0.78371 | 0 | 0 | 5.143 | 2.5755 | 0 | 0.82496 | -0.82496 | 11.1645 | 48.5024 | 0 | 7.6887 | 7.6887 | 0.916 | 7.6887 | 0 | 0.86208 | 0 | 0 | 2.5755
2025-11-14 22:00 | 0 | 0 | 128.6233 | 90 | 0 | 0 | 0.94367 | 0.94367 | 0.94367 | 0 | 0 | 1.1102e-16 | 0 | 0 | 0.99334 | 0.94367 | 0 | 0 | 5.143 | 1.7505 | 0 | 0.99334 | -0.99334 | 10.0539 | 43.6776 | 0 | 9.258 | 9.258 | 1.103 | 9.258 | 0 | 1.038 | 0 | 0 | 1.7505
2025-11-14 23:00 | 0 | 0 | 176.923 | 90 | 0 | 0 | 0.97303 | 0.7193 | 0.7193 | 0 | 0 | 0.25373 | 0.35103 | 0 | 0.75716 | 0.7193 | 0 | 0 | 5.143 | 0.75716 | 0 | 0.75716 | -0.75716 | 9.2074 | 40 | 0 | 9.546 | 9.546 | 1.1373 | 9.546 | 0 | 1.0703 | 0 | 0 | 0.75716
2025-11-15 | 0 | 0 | -131.3143 | 90 | 0 | 0 | 0.34587 | 0 | 0 | 0 | 0 | 0.34587 | 0.38046 | 0 | 0 | 0 | 0 | 0 | 5.143 | 0 | 0 | 0 | 0 | 9.2074 | 40 | 0 | 3.3937 | 3.3937 | 0.40432 | 3.3937 | 0 | 0.38046 | 0 | 0 | 0
2025-11-15 01:00 | 0 | 0 | -108.7156 | 90 | 0 | 0 | 0.26378 | 0 | 0 | 0 | 0 | 0.26378 | 0.29015 | 0 | 0 | 0 | 0 | 0 | 5.143 | 0 | 0 | 0 | 0 | 9.2074 | 40 | 0 | 2.5882 | 2.5882 | 0.30835 | 2.5882 | 0 | 0.29015 | 0 | 0 | 0
2025-11-15 02:00 | 0 | 0 | -96.837 | 90 | 0 | 0 | 0.39107 | 0 | 0 | 0 | 0 | 0.39107 | 0.43018 | 0 | 0 | 0 | 0 | 0 | 5.143 | 0 | 0 | 0 | 0 | 9.2074 | 40 | 0 | 3.8372 | 3.8372 | 0.45715 | 3.8372 | 0 | 0.43018 | 0 | 0 | 0
2025-11-15 03:00 | 0 | 0 | -88.4161 | 90 | 0 | 0 | 0.18285 | 1.5094e-15 | 1.5094e-15 | 0 | 0 | 0.18285 | 0.20113 | 0 | 1.5888e-15 | 1.5094e-15 | 0 | 0 | 5.143 | 1.5888e-15 | 0 | 1.5888e-15 | 0 | 9.2074 | 40 | 0 | 1.7941 | 1.7941 | 0.21374 | 1.7941 | 0 | 0.20113 | 0 | 0 | 1.5888e-15
2025-11-15 04:00 | 0 | 0 | -81.1745 | 90 | 0 | 0 | 0.28011 | 1.5094e-15 | 1.5094e-15 | 0 | 0 | 0.28011 | 0.30812 | 0 | 1.5888e-15 | 1.5094e-15 | 0 | 0 | 5.143 | 1.5888e-15 | 0 | 1.5888e-15 | 0 | 9.2074 | 40 | 0 | 2.7484 | 2.7484 | 0.32744 | 2.7484 | 0 | 0.30812 | 0 | 0 | 1.5888e-15
2025-11-15 05:00 | 0 | 0 | -74.1024 | 90 | 0 | 0 | 0.31587 | 3.0188e-15 | 3.0188e-15 | 0 | 0 | 0.31587 | 0.34746 | 0 | 3.1776e-15 | 3.0188e-15 | 0 | 0 | 5.143 | 3.1776e-15 | 0 | 3.1776e-15 | 0 | 9.2074 | 40 | 0 | 3.0993 | 3.0993 | 0.36924 | 3.0993 | 0 | 0.34746 | 0 | 0 | 3.1776e-15
2025-11-15 06:00 | 0.03096 | 1.6195 | -66.5415 | 76.5504 | 0.09846 | 0.31312 | 0.30229 | 0.29746 | 0.29746 | 105.2632 | 0 | 0.0048281 | 0.27303 | 0.31312 | 0.31312 | 0.29746 | 0 | 0 | 5.143 | 3.1776e-15 | 0 | 3.1776e-15 | 0 | 9.2074 | 40 | 0 | 2.9661 | 2.9661 | 0.35337 | 2.9661 | 0 | 0.33252 | 0.2505 | 0 | 0.31312
2025-11-15 07:00 | 0.19354 | 12.9238 | -57.8865 | 62.484 | 0.3497 | 1.1121 | 0.19232 | 0.19232 | 0.19232 | 578.2566 | 0 | 0 | 0.00025241 | 1.1121 | 0.20244 | 0.19232 | 0 | 0 | 5.143 | 3.1776e-15 | 0.90966 | 0 | 0.90966 | 10.021 | 43.5347 | 0 | 1.887 | 1.887 | 0.22482 | 1.887 | 0 | 0.21155 | 0.88968 | 0 | 1.1121
2025-11-15 08:00 | 0.37001 | 23.0935 | -47.4672 | 48.7062 | 0.58844 | 1.8714 | 0.34502 | 0.34502 | 0.34502 | 542.383 | 0 | 0 | 0 | 1.8714 | 0.36318 | 0.34502 | 0 | 0 | 5.143 | 0.72773 | 1.5082 | 0 | 1.5082 | 11.3699 | 49.395 | 0 | 3.3854 | 3.3854 | 0.40332 | 3.3854 | 0 | 0.37953 | 1.4971 | 0 | 2.5991
2025-11-15 09:00 | 0.62567 | 31.5005 | -34.5822 | 35.6224 | 0.96482 | 3.0683 | 0.33402 | 0.33402 | 0.33402 | 918.6011 | 0 | 0 | 0 | 3.0683 | 0.3516 | 0.33402 | 0 | 0 | 5.143 | 1.9343 | 2.7167 | 0 | 2.7167 | 13.7998 | 59.9512 | 0 | 3.2774 | 3.2774 | 0.39046 | 3.2774 | 0 | 0.36742 | 2.4546 | 0 | 5.0025
2025-11-15 10:00 | 0.68109 | 37.2718 | -18.8473 | 24.4352 | 1.0135 | 3.2232 | 0.30247 | 0.30247 | 0.30247 | 1065.623 | 0 | 0 | 0 | 3.2232 | 0.31839 | 0.30247 | 0 | 0 | 4.3539 | 4.1076 | 2.9048 | 0 | 2.9048 | 16.3979 | 71.2383 | 0 | 2.9678 | 2.9678 | 0.35357 | 2.9678 | 0 | 0.33271 | 2.5785 | 0 | 7.3308
2025-11-15 11:00 | 0.80105 | 39.4827 | -0.94123 | 18.9251 | 1.186 | 3.7716 | 0.30876 | 0.30876 | 0.30876 | 1221.546 | 0.73867 | 0 | 0 | 3.7716 | 0.32501 | 0.30876 | 0 | 0 | 2.708 | 6.0061 | 2.708 | 0 | 2.708 | 18.82 | 81.7606 | 0 | 3.0296 | 3.0296 | 0.36093 | 3.0296 | 0 | 0.33964 | 3.0173 | 0 | 9.7778
2025-11-15 12:00 | 0.72735 | 37.6754 | 17.0887 | 23.5097 | 1.0829 | 3.4438 | 0.84036 | 0.84036 | 0.84036 | 409.8039 | 1.2439 | 0 | 0 | 3.4438 | 0.88459 | 0.84036 | 0 | 0 | 1.3153 | 6.0061 | 1.3153 | 0 | 1.3153 | 19.9965 | 86.8717 | 0 | 8.2445 | 8.2445 | 0.98222 | 8.2445 | 0 | 0.9244 | 2.7551 | 0 | 9.45
2025-11-15 13:00 | 0.59437 | 32.229 | 33.1021 | 34.3556 | 0.90923 | 2.8915 | 0.68163 | 0.68163 | 0.68163 | 424.2023 | 1.2272 | 0 | 0 | 2.8915 | 0.71751 | 0.68163 | 0 | 0 | 0.94676 | 6.0061 | 0.94676 | 0 | 0.94676 | 20.8433 | 90.5505 | 0 | 6.6872 | 6.6872 | 0.79669 | 6.6872 | 0 | 0.7498 | 2.3132 | 0 | 8.8977
2025-11-15 14:00 | 0.43651 | 24.0481 | 46.2722 | 47.3241 | 0.71322 | 2.2682 | 0.7358 | 0.7358 | 0.7358 | 308.2561 | 0.81217 | 0 | 0 | 2.2682 | 0.77453 | 0.7358 | 0 | 0 | 0.68146 | 6.0061 | 0.68146 | 0 | 0.68146 | 21.4528 | 93.1984 | 0 | 7.2186 | 7.2186 | 0.86 | 7.2186 | 0 | 0.80938 | 1.8145 | 0 | 8.2743
2025-11-15 15:00 | 0.25332 | 14.0258 | 56.9129 | 61.0559 | 0.49087 | 1.561 | 0.49566 | 0.49566 | 0.49566 | 314.9415 | 0.54879 | 0 | 0 | 1.561 | 0.52175 | 0.49566 | 0 | 0 | 0.4905 | 6.0061 | 0.4905 | 0 | 0.4905 | 21.8915 | 95.1044 | 0 | 4.8627 | 4.8627 | 0.57932 | 4.8627 | 0 | 0.54522 | 1.2488 | 0 | 7.5672
2025-11-15 16:00 | 0.05849 | 2.8157 | 65.7163 | 75.103 | 0.277 | 0.88092 | 0.81756 | 0.81756 | 0.81756 | 107.7499 | 0 | 0 | 0 | 0.88092 | 0.86058 | 0.81756 | 0 | 0 | 0.35305 | 6.0061 | 0.020331 | 0 | 0.020331 | 21.9097 | 95.1834 | 0 | 8.0207 | 8.0207 | 0.95556 | 8.0207 | 0 | 0.89931 | 0.70473 | 0 | 6.8871
2025-11-15 17:00 | 0 | 0 | 73.3607 | 90 | 0 | 0 | 0.87859 | 0.87859 | 0.87859 | 0 | 0 | 1.1102e-16 | 0 | 0 | 0.92483 | 0.87859 | 0 | 0 | 0.49287 | 6.0061 | 0 | 0.92483 | -0.92483 | 20.8757 | 90.6913 | 0 | 8.6195 | 8.6195 | 1.0269 | 8.6195 | 0 | 0.96645 | 0 | 0 | 6.0061
2025-11-15 18:00 | 0 | 0 | 80.4551 | 90 | 0 | 0 | 0.5356 | 0.5356 | 0.5356 | 0 | 0 | 1.1102e-16 | 0 | 0 | 0.56379 | 0.5356 | 0 | 0 | 1.3925 | 6.0061 | 0 | 0.56379 | -0.56379 | 20.2454 | 87.9529 | 0 | 5.2546 | 5.2546 | 0.62601 | 5.2546 | 0 | 0.58916 | 0 | 0 | 6.0061
2025-11-15 19:00 | 0 | 0 | 87.6428 | 90 | 0 | 0 | 0.6218 | 0.6218 | 0.6218 | 0 | 0 | 0 | 0 | 0 | 0.65452 | 0.6218 | 0 | 0 | 1.786 | 6.0061 | 0 | 0.65452 | -0.65452 | 19.5136 | 84.7738 | 0 | 6.1002 | 6.1002 | 0.72676 | 6.1002 | 0 | 0.68398 | 0 | 0 | 6.0061
2025-11-15 20:00 | 0 | 0 | 95.8731 | 90 | 0 | 0 | 0.50173 | 0.50173 | 0.50173 | 0 | 0 | 0 | 0 | 0 | 0.52813 | 0.50173 | 0 | 0 | 2.237 | 6.0061 | 0 | 0.52813 | -0.52813 | 18.9231 | 82.2086 | 0 | 4.9222 | 4.9222 | 0.58642 | 4.9222 | 0 | 0.5519 | 0 | 0 | 6.0061
2025-11-15 21:00 | 0 | 0 | 107.207 | 90 | 0 | 0 | 0.84569 | 0.84569 | 0.84569 | 0 | 0 | 1.1102e-16 | 0 | 0 | 0.8902 | 0.84569 | 0 | 0 | 2.5501 | 6.0061 | 0 | 0.8902 | -0.8902 | 17.9278 | 77.8848 | 0 | 8.2967 | 8.2967 | 0.98844 | 8.2967 | 0 | 0.93026 | 0 | 0 | 6.0061
2025-11-15 22:00 | 0 | 0 | 128.0198 | 90 | 0 | 0 | 0.83759 | 0.83759 | 0.83759 | 0 | 0 | 1.1102e-16 | 0 | 0 | 0.88167 | 0.83759 | 0 | 0 | 3.1969 | 6.0061 | 0 | 0.88167 | -0.88167 | 16.9421 | 73.6024 | 0 | 8.2172 | 8.2172 | 0.97897 | 8.2172 | 0 | 0.92135 | 0 | 0 | 6.0061
2025-11-15 23:00 | 0 | 0 | 176.6957 | 90 | 0 | 0 | 0.78511 | 0.78511 | 0.78511 | 0 | 0 | 1.1102e-16 | 0 | 0 | 0.82643 | 0.78511 | 0 | 0 | 3.7839 | 6.0061 | 0 | 0.82643 | -0.82643 | 16.0181 | 69.5884 | 0 | 7.7024 | 7.7024 | 0.91763 | 7.7024 | 0 | 0.86362 | 0 | 0 | 6.0061
2025-11-16 | 0 | 0 | -130.8932 | 90 | 0 | 0 | 0.26835 | 0.26835 | 0.26835 | 0 | 0 | 0 | 0 | 0 | 0.28247 | 0.26835 | 0 | 0 | 4.2999 | 6.0061 | 0 | 0.28247 | -0.28247 | 15.7023 | 68.2164 | 0 | 2.6331 | 2.6331 | 0.31369 | 2.6331 | 0 | 0.29518 | 0 | 0 | 6.0061
2025-11-16 01:00 | 0 | 0 | -108.3459 | 90 | 0 | 0 | 0.36194 | 0.36194 | 0.36194 | 0 | 0 | 5.5511e-17 | 0 | 0 | 0.38099 | 0.36194 | 0 | 0 | 4.3271 | 5.8093 | 0 | 0.38099 | -0.38099 | 15.2764 | 66.3658 | 0 | 3.5513 | 3.5513 | 0.42309 | 3.5513 | 0 | 0.39813 | 0 | 0 | 5.8093
2025-11-16 02:00 | 0 | 0 | -96.5469 | 90 | 0 | 0 | 0.3334 | 0.3334 | 0.3334 | 0 | 0 | 5.5511e-17 | 0 | 0 | 0.35095 | 0.3334 | 0 | 0 | 4.5263 | 5.4283 | 0 | 0.35095 | -0.35095 | 14.884 | 64.6612 | 0 | 3.2714 | 3.2714 | 0.38974 | 3.2714 | 0 | 0.36674 | 0 | 0 | 5.4283
2025-11-16 03:00 | 0 | 0 | -88.1769 | 90 | 0 | 0 | 0.27374 | 0.27374 | 0.27374 | 0 | 0 | 0 | 0 | 0 | 0.28814 | 0.27374 | 0 | 0 | 4.72 | 5.0773 | 0 | 0.28814 | -0.28814 | 14.5618 | 63.2617 | 0 | 2.6859 | 2.6859 | 0.31999 | 2.6859 | 0 | 0.30111 | 0 | 0 | 5.0773
2025-11-16 04:00 | 0 | 0 | -80.9671 | 90 | 0 | 0 | 0.40093 | 0.40093 | 0.40093 | 0 | 0 | 5.5511e-17 | 0 | 0 | 0.42203 | 0.40093 | 0 | 0 | 4.8713 | 4.7892 | 0 | 0.42203 | -0.42203 | 14.09 | 61.2118 | 0 | 3.934 | 3.934 | 0.46868 | 3.934 | 0 | 0.44102 | 0 | 0 | 4.7892
2025-11-16 05:00 | 0 | 0 | -73.9157 | 90 | 0 | 0 | 0.39542 | 0.39542 | 0.39542 | 0 | 0 | 5.5511e-17 | 0 | 0 | 0.41623 | 0.39542 | 0 | 0 | 5.143 | 4.3671 | 0 | 0.41623 | -0.41623 | 13.6246 | 59.1901 | 0 | 3.8799 | 3.8799 | 0.46223 | 3.8799 | 0 | 0.43496 | 0 | 0 | 4.3671
2025-11-16 06:00 | 0.013611 | 1.4523 | -66.37 | 76.6112 | 0.014599 | 0.046428 | 0.36103 | 0.36103 | 0.36103 | 12.8601 | 0 | 5.5511e-17 | 0 | 0.046428 | 0.38003 | 0.36103 | 0 | 0 | 5.143 | 3.9509 | 0 | 0.3336 | -0.3336 | 13.2516 | 57.5698 | 0 | 3.5424 | 3.5424 | 0.42203 | 3.5424 | 0 | 0.39713 | 0.037143 | 0 | 3.9973
2025-11-16 07:00 | 0.08924 | 12.7396 | -57.7296 | 62.5671 | 0.090317 | 0.28722 | 0.26562 | 0.26562 | 0.26562 | 108.1321 | 0 | 0 | 0 | 0.28722 | 0.2796 | 0.26562 | 0 | 0 | 5.143 | 3.6173 | 0.0076207 | 0 | 0.0076207 | 13.2585 | 57.5994 | 0 | 2.6063 | 2.6063 | 0.31051 | 2.6063 | 0 | 0.29219 | 0.22978 | 0 | 3.9045
2025-11-16 08:00 | 0.21828 | 22.8894 | -47.331 | 48.817 | 0.24344 | 0.77419 | 0.25238 | 0.25238 | 0.25238 | 306.7559 | 0 | 0 | 0 | 0.77419 | 0.26566 | 0.25238 | 0 | 0 | 5.143 | 3.6234 | 0.50853 | 0 | 0.50853 | 13.7133 | 59.5754 | 0 | 2.4764 | 2.4764 | 0.29503 | 2.4764 | 0 | 0.27762 | 0.61935 | 0 | 4.3976
2025-11-16 09:00 | 0.48037 | 31.2765 | -34.4829 | 35.772 | 0.70857 | 2.2534 | 0.37067 | 0.37067 | 0.37067 | 607.9124 | 0 | 0 | 0 | 2.2534 | 0.39018 | 0.37067 | 0 | 0 | 5.1029 | 4.0302 | 1.8632 | 0 | 1.8632 | 15.3798 | 66.8152 | 0 | 3.6371 | 3.6371 | 0.43331 | 3.6371 | 0 | 0.40774 | 1.8027 | 0 | 6.2836
2025-11-16 10:00 | 0.35318 | 37.0341 | -18.8111 | 24.6405 | 0.38755 | 1.2325 | 0.4064 | 0.4064 | 0.4064 | 303.2678 | 0 | 0 | 0 | 1.2325 | 0.42779 | 0.4064 | 0 | 0 | 3.8101 | 5.5208 | 0.80469 | 0 | 0.80469 | 16.0995 | 69.942 | 0 | 3.9876 | 3.9876 | 0.47507 | 3.9876 | 0 | 0.44704 | 0.98598 | 0 | 6.7533
2025-11-16 11:00 | 0.38326 | 39.2462 | -0.99022 | 19.1625 | 0.42585 | 1.3543 | 0.36998 | 0.36998 | 0.36998 | 366.0409 | 0 | 0 | 0 | 1.3543 | 0.38945 | 0.36998 | 0 | 0 | 3.4821 | 6.0061 | 0.96481 | 0 | 0.96481 | 16.9625 | 73.691 | 0 | 3.6302 | 3.6302 | 0.43249 | 3.6302 | 0 | 0.40697 | 1.0834 | 0 | 7.3604
2025-11-16 12:00 | 0.47678 | 37.4588 | 16.9597 | 23.6705 | 0.62168 | 1.9771 | 0.69106 | 0.69106 | 0.69106 | 286.0885 | 0 | 0 | 0 | 1.9771 | 0.72744 | 0.69106 | 0 | 0 | 2.9982 | 6.0061 | 1.2496 | 0 | 1.2496 | 18.0802 | 78.5466 | 0 | 6.7798 | 6.7798 | 0.80771 | 6.7798 | 0 | 0.76017 | 1.5816 | 0 | 7.9832
2025-11-16 13:00 | 0.5412 | 32.0438 | 32.9227 | 34.4385 | 0.82172 | 2.6132 | 0.58122 | 0.58122 | 0.58122 | 449.6125 | 0 | 0 | 0 | 2.6132 | 0.61181 | 0.58122 | 0 | 0 | 2.3119 | 6.0061 | 2.0014 | 0 | 2.0014 | 19.8703 | 86.3235 | 0 | 5.7021 | 5.7021 | 0.67932 | 5.7021 | 0 | 0.63934 | 2.0906 | 0 | 8.6194
2025-11-16 14:00 | 0.36055 | 23.8958 | 46.07 | 47.3597 | 0.55307 | 1.7589 | 0.70656 | 0.70656 | 0.70656 | 248.9312 | 0 | 0 | 0 | 1.7589 | 0.74375 | 0.70656 | 0 | 0 | 1.1221 | 6.0061 | 1.0151 | 0 | 1.0151 | 20.7782 | 90.268 | 0 | 6.9318 | 6.9318 | 0.82583 | 6.9318 | 0 | 0.77722 | 1.4071 | 0 | 7.765
2025-11-16 15:00 | 0.14161 | 13.9021 | 56.7015 | 61.0601 | 0.17473 | 0.55566 | 0.92074 | 0.92074 | 0.92074 | 60.3499 | 0 | 1.1102e-16 | 0 | 0.55566 | 0.9692 | 0.92074 | 0 | 0 | 0.74862 | 6.0061 | 0 | 0.41353 | -0.41353 | 20.3159 | 88.2594 | 0 | 9.033 | 9.033 | 1.0762 | 9.033 | 0 | 1.0128 | 0.44453 | 0 | 6.5618
2025-11-16 16:00 | 0.030976 | 2.7149 | 65.4988 | 75.0833 | 0.058596 | 0.18635 | 0.74146 | 0.74146 | 0.74146 | 25.1324 | 0 | 0 | 0 | 0.18635 | 0.78048 | 0.74146 | 0 | 0 | 1.4002 | 6.0061 | 0 | 0.59413 | -0.59413 | 19.6516 | 85.3736 | 0 | 7.2741 | 7.2741 | 0.86661 | 7.2741 | 0 | 0.8156 | 0.14908 | 0 | 6.1925
2025-11-16 17:00 | 0 | 0 | 73.1334 | 90 | 0 | 0 | 0.89475 | 0.89475 | 0.89475 | 0 | 0 | 1.1102e-16 | 0 | 0 | 0.94185 | 0.89475 | 0 | 0 | 1.992 | 6.0061 | 0 | 0.94185 | -0.94185 | 18.5986 | 80.7989 | 0 | 8.7781 | 8.7781 | 1.0458 | 8.7781 | 0 | 0.98423 | 0 | 0 | 6.0061
2025-11-16 18:00 | 0 | 0 | 80.2092 | 90 | 0 | 0 | 0.75287 | 0.75287 | 0.75287 | 0 | 0 | 1.1102e-16 | 0 | 0 | 0.79249 | 0.75287 | 0 | 0 | 2.7708 | 6.0061 | 0 | 0.79249 | -0.79249 | 17.7126 | 76.9497 | 0 | 7.3861 | 7.3861 | 0.87995 | 7.3861 | 0 | 0.82816 | 0 | 0 | 6.0061
2025-11-16 19:00 | 0 | 0 | 87.3638 | 90 | 0 | 0 | 0.60713 | 0.60713 | 0.60713 | 0 | 0 | 1.1102e-16 | 0 | 0 | 0.63909 | 0.60713 | 0 | 0 | 3.3074 | 6.0061 | 0 | 0.63909 | -0.63909 | 16.9981 | 73.8455 | 0 | 5.9563 | 5.9563 | 0.70961 | 5.9563 | 0 | 0.66784 | 0 | 0 | 6.0061
2025-11-16 20:00 | 0 | 0 | 95.5356 | 90 | 0 | 0 | 0.71521 | 0.71521 | 0.71521 | 0 | 0 | 1.1102e-16 | 0 | 0 | 0.75286 | 0.71521 | 0 | 0 | 3.6821 | 6.0061 | 0 | 0.75286 | -0.75286 | 16.1563 | 70.1888 | 0 | 7.0167 | 7.0167 | 0.83594 | 7.0167 | 0 | 0.78673 | 0 | 0 | 6.0061
2025-11-16 21:00 | 0 | 0 | 106.7637 | 90 | 0 | 0 | 0.50135 | 0.50135 | 0.50135 | 0 | 0 | 1.1102e-16 | 0 | 0 | 0.52774 | 0.50135 | 0 | 0 | 4.1718 | 6.0061 | 0 | 0.52774 | -0.52774 | 15.5663 | 67.6255 | 0 | 4.9186 | 4.9186 | 0.58598 | 4.9186 | 0 | 0.55149 | 0 | 0 | 6.0061
2025-11-16 22:00 | 0 | 0 | 127.4134 | 90 | 0 | 0 | 0.87516 | 0.87516 | 0.87516 | 0 | 0 | 1.1102e-16 | 0 | 0 | 0.92123 | 0.87516 | 0 | 0 | 4.4478 | 5.6876 | 0 | 0.92123 | -0.92123 | 14.5364 | 63.151 | 0 | 8.5859 | 8.5859 | 1.0229 | 8.5859 | 0 | 0.96268 | 0 | 0 | 5.6876
2025-11-16 23:00 | 0 | 0 | 176.4474 | 90 | 0 | 0 | 0.66737 | 0.66737 | 0.66737 | 0 | 0 | 0 | 0 | 0 | 0.70249 | 0.66737 | 0 | 0 | 5.1063 | 4.7664 | 0 | 0.70249 | -0.70249 | 13.7509 | 59.7389 | 0 | 6.5473 | 6.5473 | 0.78002 | 6.5473 | 0 | 0.7341 | 0 | 0 | 4.7664
2025-11-17 | 0 | 0 | -130.4827 | 90 | 0 | 0 | 0.22624 | 0.22624 | 0.22624 | 0 | 0 | 2.7756e-17 | 0 | 0 | 0.23815 | 0.22624 | 0 | 0 | 5.143 | 4.0639 | 0 | 0.23815 | -0.23815 | 13.4847 | 58.5822 | 0 | 2.2199 | 2.2199 | 0.26447 | 2.2199 | 0 | 0.24886 | 0 | 0 | 4.0639
2025-11-17 01:00 | 0 | 0 | -107.9856 | 90 | 0 | 0 | 0.29849 | 0.29849 | 0.29849 | 0 | 0 | 0 | 0 | 0 | 0.3142 | 0.29849 | 0 | 0 | 5.143 | 3.8258 | 0 | 0.3142 | -0.3142 | 13.1334 | 57.0561 | 0 | 2.9288 | 2.9288 | 0.34892 | 2.9288 | 0 | 0.32833 | 0 | 0 | 3.8258
2025-11-17 02:00 | 0 | 0 | -96.2648 | 90 | 0 | 0 | 0.40596 | 0.40596 | 0.40596 | 0 | 0 | 0 | 0 | 0 | 0.42732 | 0.40596 | 0 | 0 | 5.143 | 3.5116 | 0 | 0.42732 | -0.42732 | 12.6556 | 54.9806 | 0 | 3.9833 | 3.9833 | 0.47455 | 3.9833 | 0 | 0.44655 | 0 | 0 | 3.5116
2025-11-17 03:00 | 0 | 0 | -87.9446 | 90 | 0 | 0 | 0.23158 | 0.23158 | 0.23158 | 0 | 0 | 0 | 0 | 0 | 0.24377 | 0.23158 | 0 | 0 | 5.143 | 3.0842 | 0 | 0.24377 | -0.24377 | 12.3831 | 53.7965 | 0 | 2.2723 | 2.2723 | 0.27071 | 2.2723 | 0 | 0.25474 | 0 | 0 | 3.0842
2025-11-17 04:00 | 0 | 0 | -80.7661 | 90 | 0 | 0 | 0.26786 | 0.26786 | 0.26786 | 0 | 0 | 0 | 0 | 0 | 0.28195 | 0.26786 | 0 | 0 | 5.143 | 2.8405 | 0 | 0.28195 | -0.28195 | 12.0679 | 52.427 | 0 | 2.6282 | 2.6282 | 0.31312 | 2.6282 | 0 | 0.29464 | 0 | 0 | 2.8405
2025-11-17 05:00 | 0 | 0 | -73.7353 | 90 | 0 | 0 | 0.34832 | 0.34832 | 0.34832 | 0 | 0 | 5.5511e-17 | 0 | 0 | 0.36665 | 0.34832 | 0 | 0 | 5.143 | 2.5585 | 0 | 0.36665 | -0.36665 | 11.6579 | 50.6462 | 0 | 3.4177 | 3.4177 | 0.40717 | 3.4177 | 0 | 0.38315 | 0 | 0 | 2.5585
2025-11-17 06:00 | 0.030146 | 1.2859 | -66.2049 | 76.6746 | 0.10741 | 0.34157 | 0.23165 | 0.23165 | 0.23165 | 147.455 | 0 | 0 | 0 | 0.34157 | 0.24384 | 0.23165 | 0 | 0 | 5.143 | 2.1919 | 0.097735 | 0 | 0.097735 | 11.7454 | 51.0259 | 0 | 2.2729 | 2.2729 | 0.27079 | 2.2729 | 0 | 0.25481 | 0.27326 | 0 | 2.5334
2025-11-17 07:00 | 0.13308 | 12.5567 | -57.5793 | 62.6525 | 0.17358 | 0.55203 | 0.31195 | 0.31195 | 0.31195 | 176.9581 | 0 | 0 | 0 | 0.55203 | 0.32837 | 0.31195 | 0 | 0 | 5.143 | 2.27 | 0.22366 | 0 | 0.22366 | 11.9454 | 51.895 | 0 | 3.0609 | 3.0609 | 0.36467 | 3.0609 | 0 | 0.34315 | 0.44162 | 0 | 2.8221
2025-11-17 08:00 | 0.11031 | 22.6876 | -47.2016 | 48.9296 | 0.10596 | 0.33696 | 0.34892 | 0.34892 | 0.34892 | 96.5736 | 0 | 0 | 0 | 0.33696 | 0.36728 | 0.34892 | 0 | 0 | 5.143 | 2.449 | 0 | 0.030319 | -0.030319 | 11.9115 | 51.7477 | 0 | 3.4236 | 3.4236 | 0.40787 | 3.4236 | 0 | 0.38381 | 0.26957 | 0 | 2.7859
2025-11-17 09:00 | 0.2876 | 31.0558 | -34.3903 | 35.9222 | 0.31187 | 0.9918 | 0.20473 | 0.20473 | 0.20473 | 484.4514 | 0 | 0 | 0 | 0.9918 | 0.2155 | 0.20473 | 0 | 0 | 5.143 | 2.4187 | 0.7763 | 0 | 0.7763 | 12.6058 | 54.7642 | 0 | 2.0088 | 2.0088 | 0.23932 | 2.0088 | 0 | 0.2252 | 0.79344 | 0 | 3.4104
2025-11-17 10:00 | 0.47199 | 36.8009 | -18.7806 | 24.844 | 0.61988 | 1.9713 | 0.33654 | 0.33654 | 0.33654 | 585.7719 | 0 | 0 | 0 | 1.9713 | 0.35425 | 0.33654 | 0 | 0 | 5.143 | 3.0397 | 1.6171 | 0 | 1.6171 | 14.0522 | 61.0477 | 0 | 3.3021 | 3.3021 | 0.3934 | 3.3021 | 0 | 0.37019 | 1.5771 | 0 | 5.011
2025-11-17 11:00 | 0.3711 | 39.0153 | -1.0428 | 19.3945 | 0.40715 | 1.2948 | 0.31404 | 0.31404 | 0.31404 | 412.3143 | 0 | 0 | 0 | 1.2948 | 0.33056 | 0.31404 | 0 | 0 | 4.5624 | 4.3334 | 0.96425 | 0 | 0.96425 | 14.9147 | 64.7945 | 0 | 3.0813 | 3.0813 | 0.3671 | 3.0813 | 0 | 0.34544 | 1.0359 | 0 | 5.6282
2025-11-17 12:00 | 0.080884 | 37.2483 | 16.8298 | 23.8263 | 0.076678 | 0.24385 | 0.40324 | 0.40324 | 0.40324 | 60.4728 | 0 | 5.5511e-17 | 0 | 0.24385 | 0.42446 | 0.40324 | 0 | 0 | 4.1126 | 5.1048 | 0 | 0.18061 | -0.18061 | 14.7127 | 63.9173 | 0 | 3.956 | 3.956 | 0.47131 | 3.956 | 0 | 0.44356 | 0.19508 | 0 | 5.3486
2025-11-17 13:00 | 0.13618 | 31.8648 | 32.7443 | 34.5174 | 0.13014 | 0.41386 | 0.4949 | 0.4949 | 0.4949 | 83.6259 | 0 | 5.5511e-17 | 0 | 0.41386 | 0.52095 | 0.4949 | 0 | 0 | 4.4996 | 4.9242 | 0 | 0.10708 | -0.10708 | 14.593 | 63.3971 | 0 | 4.8553 | 4.8553 | 0.57844 | 4.8553 | 0 | 0.54439 | 0.33109 | 0 | 5.338
2025-11-17 14:00 | 0.16605 | 23.7495 | 45.8698 | 47.3916 | 0.16468 | 0.52372 | 0.66786 | 0.66786 | 0.66786 | 78.4168 | 0 | 0 | 0 | 0.52372 | 0.70301 | 0.66786 | 0 | 0 | 4.6661 | 4.8171 | 0 | 0.1793 | -0.1793 | 14.3925 | 62.5263 | 0 | 6.5521 | 6.5521 | 0.78059 | 6.5521 | 0 | 0.73465 | 0.41897 | 0 | 5.3408
2025-11-17 15:00 | 0.11377 | 13.7842 | 56.4929 | 61.061 | 0.12217 | 0.38852 | 0.51041 | 0.51041 | 0.51041 | 76.1192 | 0 | 0 | 0 | 0.38852 | 0.53727 | 0.51041 | 0 | 0 | 4.8412 | 4.6378 | 0 | 0.14875 | -0.14875 | 14.2262 | 61.8038 | 0 | 5.0074 | 5.0074 | 0.59656 | 5.0074 | 0 | 0.56145 | 0.31082 | 0 | 5.0263
2025-11-17 16:00 | 0.035344 | 2.6197 | 65.2843 | 75.0605 | 0.090162 | 0.28673 | 0.64842 | 0.64842 | 0.64842 | 44.2195 | 0 | 0 | 0 | 0.28673 | 0.68255 | 0.64842 | 0 | 0 | 4.9532 | 4.489 | 0 | 0.39582 | -0.39582 | 13.7837 | 59.8812 | 0 | 6.3614 | 6.3614 | 0.75788 | 6.3614 | 0 | 0.71327 | 0.22938 | 0 | 4.7757
2025-11-17 17:00 | 0 | 0 | 72.9093 | 90 | 0 | 0 | 0.55609 | 0.55609 | 0.55609 | 0 | 0 | 1.1102e-16 | 0 | 0 | 0.58536 | 0.55609 | 0 | 0 | 5.143 | 4.0932 | 0 | 0.58536 | -0.58536 | 13.1292 | 57.038 | 0 | 5.4556 | 5.4556 | 0.64996 | 5.4556 | 0 | 0.6117 | 0 | 0 | 4.0932
2025-11-17 18:00 | 0 | 0 | 79.9671 | 90 | 0 | 0 | 0.61739 | 0.61739 | 0.61739 | 0 | 0 | 0 | 0 | 0 | 0.64988 | 0.61739 | 0 | 0 | 5.143 | 3.5078 | 0 | 0.64988 | -0.64988 | 12.4026 | 53.8815 | 0 | 6.0569 | 6.0569 | 0.7216 | 6.0569 | 0 | 0.67912 | 0 | 0 | 3.5078
2025-11-17 19:00 | 0 | 0 | 87.0892 | 90 | 0 | 0 | 0.72986 | 0.72986 | 0.72986 | 0 | 0 | 1.1102e-16 | 0 | 0 | 0.76828 | 0.72986 | 0 | 0 | 5.143 | 2.858 | 0 | 0.76828 | -0.76828 | 11.5437 | 50.1499 | 0 | 7.1604 | 7.1604 | 0.85306 | 7.1604 | 0 | 0.80285 | 0 | 0 | 2.858
2025-11-17 20:00 | 0 | 0 | 95.2029 | 90 | 0 | 0 | 0.72362 | 0.72362 | 0.72362 | 0 | 0 | 1.1102e-16 | 0 | 0 | 0.7617 | 0.72362 | 0 | 0 | 5.143 | 2.0897 | 0 | 0.7617 | -0.7617 | 10.6921 | 46.4502 | 0 | 7.0991 | 7.0991 | 0.84576 | 7.0991 | 0 | 0.79598 | 0 | 0 | 2.0897
2025-11-17 21:00 | 0 | 0 | 106.3251 | 90 | 0 | 0 | 0.76931 | 0.76931 | 0.76931 | 0 | 0 | 1.1102e-16 | 0 | 0 | 0.8098 | 0.76931 | 0 | 0 | 5.143 | 1.328 | 0 | 0.8098 | -0.8098 | 9.7867 | 42.5169 | 0 | 7.5474 | 7.5474 | 0.89917 | 7.5474 | 0 | 0.84624 | 0 | 0 | 1.328
2025-11-17 22:00 | 0 | 0 | 126.8051 | 90 | 0 | 0 | 0.54585 | 0.49227 | 0.49227 | 0 | 0 | 0.053583 | 0.10817 | 0 | 0.51818 | 0.49227 | 0 | 0 | 5.143 | 0.51818 | 0 | 0.51818 | -0.51818 | 9.2074 | 40 | 0 | 5.3551 | 5.3551 | 0.63799 | 5.3551 | 0 | 0.60044 | 0 | 0 | 0.51818
2025-11-17 23:00 | 0 | 0 | 176.1777 | 90 | 0 | 0 | 0.60323 | 0 | 0 | 0 | 0 | 0.60323 | 0.66356 | 0 | 0 | 0 | 0 | 0 | 5.143 | 0 | 0 | 0 | 0 | 9.2074 | 40 | 0 | 5.9181 | 5.9181 | 0.70506 | 5.9181 | 0 | 0.66356 | 0 | 0 | 0
2025-11-18 | 0 | 0 | -130.0834 | 90 | 0 | 0 | 0.31314 | 1.5094e-15 | 1.5094e-15 | 0 | 0 | 0.31314 | 0.34445 | 0 | 1.5888e-15 | 1.5094e-15 | 0 | 0 | 5.143 | 1.5888e-15 | 0 | 1.5888e-15 | 0 | 9.2074 | 40 | 0 | 3.0725 | 3.0725 | 0.36605 | 3.0725 | 0 | 0.34445 | 0 | 0 | 1.5888e-15
2025-11-18 01:00 | 0 | 0 | -107.635 | 90 | 0 | 0 | 0.28272 | 3.0188e-15 | 3.0188e-15 | 0 | 0 | 0.28272 | 0.31099 | 0 | 3.1776e-15 | 3.0188e-15 | 0 | 0 | 5.143 | 3.1776e-15 | 0 | 3.1776e-15 | 0 | 9.2074 | 40 | 0 | 2.7741 | 2.7741 | 0.33049 | 2.7741 | 0 | 0.31099 | 0 | 0 | 3.1776e-15
2025-11-18 02:00 | 0 | 0 | -95.9908 | 90 | 0 | 0 | 0.28915 | 3.0188e-15 | 3.0188e-15 | 0 | 0 | 0.28915 | 0.31806 | 0 | 3.1776e-15 | 3.0188e-15 | 0 | 0 | 5.143 | 3.1776e-15 | 0 | 3.1776e-15 | 0 | 9.2074 | 40 | 0 | 2.8371 | 2.8371 | 0.338 | 2.8371 | 0 | 0.31806 | 0 | 0 | 3.1776e-15
2025-11-18 03:00 | 0 | 0 | -87.7195 | 90 | 0 | 0 | 0.26904 | 3.0188e-15 | 3.0188e-15 | 0 | 0 | 0.26904 | 0.29595 | 0 | 3.1776e-15 | 3.0188e-15 | 0 | 0 | 5.143 | 3.1776e-15 | 0 | 3.1776e-15 | 0 | 9.2074 | 40 | 0 | 2.6398 | 2.6398 | 0.3145 | 2.6398 | 0 | 0.29595 | 0 | 0 | 3.1776e-15
2025-11-18 04:00 | 0 | 0 | -80.5717 | 90 | 0 | 0 | 0.1957 | 4.5281e-15 | 4.5281e-15 | 0 | 0 | 0.1957 | 0.21526 | 0 | 4.7665e-15 | 4.5281e-15 | 0 | 0 | 5.143 | 4.7665e-15 | 0 | 4.7665e-15 | 0 | 9.2074 | 40 | 0 | 1.9202 | 1.9202 | 0.22876 | 1.9202 | 0 | 0.21526 | 0 | 0 | 4.7665e-15
2025-11-18 05:00 | 0 | 0 | -73.5613 | 90 | 0 | 0 | 0.30827 | 4.5281e-15 | 4.5281e-15 | 0 | 0 | 0.30827 | 0.3391 | 0 | 4.7665e-15 | 4.5281e-15 | 0 | 0 | 5.143 | 4.7665e-15 | 0 | 4.7665e-15 | 0 | 9.2074 | 40 | 0 | 3.0248 | 3.0248 | 0.36036 | 3.0248 | 0 | 0.3391 | 0 | 0 | 4.7665e-15
2025-11-18 06:00 | 0.021092 | 1.1202 | -66.0461 | 76.7406 | 0.041995 | 0.13355 | 0.36754 | 0.12687 | 0.12687 | 105.2632 | 0 | 0.24066 | 0.37892 | 0.13355 | 0.13355 | 0.12687 | 0 | 0 | 5.143 | 4.7665e-15 | 0 | 4.7665e-15 | 0 | 9.2074 | 40 | 0 | 3.6063 | 3.6063 | 0.42964 | 3.6063 | 0 | 0.40429 | 0.10684 | 0 | 0.13355
2025-11-18 07:00 | 0.11816 | 12.3752 | -57.4355 | 62.7401 | 0.14131 | 0.44939 | 0.35339 | 0.35339 | 0.35339 | 127.1656 | 0 | 0 | 0.30334 | 0.44939 | 0.37199 | 0.35339 | 0 | 0 | 5.143 | 4.7665e-15 | 0.077401 | 0 | 0.077401 | 9.2766 | 40.3008 | 0 | 3.4675 | 3.4675 | 0.4131 | 3.4675 | 0 | 0.38873 | 0.35951 | 0 | 0.44939
2025-11-18 08:00 | 0.25646 | 22.488 | -47.0791 | 49.0438 | 0.32442 | 1.0317 | 0.19104 | 0.19104 | 0.19104 | 540.0463 | 0 | 0 | 0 | 1.0317 | 0.20109 | 0.19104 | 0 | 0 | 5.143 | 0.061921 | 0.8306 | 0 | 0.8306 | 10.0195 | 43.5282 | 0 | 1.8745 | 1.8745 | 0.22332 | 1.8745 | 0 | 0.21014 | 0.82536 | 0 | 1.0936
2025-11-18 09:00 | 0.58891 | 30.8386 | -34.3045 | 36.073 | 0.91809 | 2.9197 | 0.40058 | 0.40058 | 0.40058 | 728.8608 | 0 | 0 | 0 | 2.9197 | 0.42166 | 0.40058 | 0 | 0 | 5.143 | 0.7264 | 2.498 | 0 | 2.498 | 12.2538 | 53.2348 | 0 | 3.9305 | 3.9305 | 0.46827 | 3.9305 | 0 | 0.44064 | 2.3357 | 0 | 3.6461
2025-11-18 10:00 | 0.5923 | 36.5724 | -18.7558 | 25.0456 | 0.87489 | 2.7823 | 0.34578 | 0.34578 | 0.34578 | 804.6465 | 0 | 0 | 0 | 2.7823 | 0.36398 | 0.34578 | 0 | 0 | 5.143 | 2.7248 | 2.4183 | 0 | 2.4183 | 14.4168 | 62.6317 | 0 | 3.3928 | 3.3928 | 0.40421 | 3.3928 | 0 | 0.38036 | 2.2258 | 0 | 5.5071
2025-11-18 11:00 | 0.45158 | 38.7901 | -1.0988 | 19.6209 | 0.55736 | 1.7725 | 0.39195 | 0.39195 | 0.39195 | 452.226 | 0 | 0 | 0 | 1.7725 | 0.41258 | 0.39195 | 0 | 0 | 3.9826 | 4.6595 | 1.3599 | 0 | 1.3599 | 15.6332 | 67.916 | 0 | 3.8459 | 3.8459 | 0.45818 | 3.8459 | 0 | 0.43115 | 1.418 | 0 | 6.432
2025-11-18 12:00 | 0.36003 | 37.044 | 16.699 | 23.977 | 0.39947 | 1.2704 | 0.62917 | 0.62917 | 0.62917 | 201.9128 | 0 | 0 | 0 | 1.2704 | 0.66228 | 0.62917 | 0 | 0 | 3.4608 | 5.7474 | 0.60809 | 0 | 0.60809 | 16.1771 | 70.2789 | 0 | 6.1725 | 6.1725 | 0.73537 | 6.1725 | 0 | 0.69208 | 1.0163 | 0 | 7.0178
2025-11-18 13:00 | 0.42334 | 31.692 | 32.5669 | 34.5921 | 0.57823 | 1.8389 | 0.61583 | 0.61583 | 0.61583 | 298.602 | 0 | 0 | 0 | 1.8389 | 0.64824 | 0.61583 | 0 | 0 | 3.391 | 6.0061 | 1.1906 | 0 | 1.1906 | 17.242 | 74.9053 | 0 | 6.0416 | 6.0416 | 0.71978 | 6.0416 | 0 | 0.67741 | 1.4711 | 0 | 7.845
2025-11-18 14:00 | 0.37601 | 23.6091 | 45.6716 | 47.4198 | 0.59855 | 1.9035 | 0.47786 | 0.47786 | 0.47786 | 398.3367 | 0 | 0 | 0 | 1.9035 | 0.50301 | 0.47786 | 0 | 0 | 2.7721 | 6.0061 | 1.4005 | 0 | 1.4005 | 18.4946 | 80.3472 | 0 | 4.6881 | 4.6881 | 0.55852 | 4.6881 | 0 | 0.52565 | 1.5228 | 0 | 7.9096
2025-11-18 15:00 | 0.10699 | 13.672 | 56.2869 | 61.0584 | 0.11224 | 0.35695 | 0.66977 | 0.66977 | 0.66977 | 53.2941 | 0 | 1.1102e-16 | 0 | 0.35695 | 0.70502 | 0.66977 | 0 | 0 | 2.0172 | 6.0061 | 0 | 0.34807 | -0.34807 | 18.1055 | 78.6566 | 0 | 6.5708 | 6.5708 | 0.78282 | 6.5708 | 0 | 0.73674 | 0.28556 | 0 | 6.3631
2025-11-18 16:00 | 0.02356 | 2.5302 | 65.0729 | 75.0345 | 0.031166 | 0.099113 | 0.40867 | 0.40867 | 0.40867 | 24.2525 | 0 | 5.5511e-17 | 0 | 0.099113 | 0.43018 | 0.40867 | 0 | 0 | 2.6117 | 6.0061 | 0 | 0.33107 | -0.33107 | 17.7353 | 77.0485 | 0 | 4.0093 | 4.0093 | 0.47765 | 4.0093 | 0 | 0.44954 | 0.07929 | 0 | 6.1053
2025-11-18 17:00 | 0 | 0 | 72.6887 | 90 | 0 | 0 | 0.18601 | 0.18601 | 0.18601 | 0 | 0 | 2.7756e-17 | 0 | 0 | 0.1958 | 0.18601 | 0 | 0 | 2.9784 | 6.0061 | 0 | 0.1958 | -0.1958 | 17.5164 | 76.0975 | 0 | 1.8249 | 1.8249 | 0.21741 | 1.8249 | 0 | 0.20461 | 0 | 0 | 6.0061
2025-11-18 18:00 | 0 | 0 | 79.7289 | 90 | 0 | 0 | 0.72049 | 0.72049 | 0.72049 | 0 | 0 | 0 | 0 | 0 | 0.75841 | 0.72049 | 0 | 0 | 3.1334 | 6.0061 | 0 | 0.75841 | -0.75841 | 16.6685 | 72.4138 | 0 | 7.0684 | 7.0684 | 0.84211 | 7.0684 | 0 | 0.79254 | 0 | 0 | 6.0061
2025-11-18 19:00 | 0 | 0 | 86.8188 | 90 | 0 | 0 | 0.81978 | 0.81978 | 0.81978 | 0 | 0 | 0 | 0 | 0 | 0.86293 | 0.81978 | 0 | 0 | 3.7745 | 6.0061 | 0 | 0.86293 | -0.86293 | 15.7037 | 68.2224 | 0 | 8.0426 | 8.0426 | 0.95816 | 8.0426 | 0 | 0.90176 | 0 | 0 | 6.0061
2025-11-18 20:00 | 0 | 0 | 94.8751 | 90 | 0 | 0 | 0.48697 | 0.48697 | 0.48697 | 0 | 0 | 5.5511e-17 | 0 | 0 | 0.5126 | 0.48697 | 0 | 0 | 4.4142 | 5.8105 | 0 | 0.5126 | -0.5126 | 15.1306 | 65.7327 | 0 | 4.7775 | 4.7775 | 0.56917 | 4.7775 | 0 | 0.53567 | 0 | 0 | 5.8105
2025-11-18 21:00 | 0 | 0 | 105.8916 | 90 | 0 | 0 | 0.75802 | 0.75802 | 0.75802 | 0 | 0 | 1.1102e-16 | 0 | 0 | 0.79791 | 0.75802 | 0 | 0 | 4.6821 | 5.2979 | 0 | 0.79791 | -0.79791 | 14.2385 | 61.8571 | 0 | 7.4366 | 7.4366 | 0.88597 | 7.4366 | 0 | 0.83382 | 0 | 0 | 5.2979
2025-11-18 22:00 | 0 | 0 | 126.1956 | 90 | 0 | 0 | 0.78701 | 0.78701 | 0.78701 | 0 | 0 | 1.1102e-16 | 0 | 0 | 0.82843 | 0.78701 | 0 | 0 | 5.143 | 4.5 | 0 | 0.82843 | -0.82843 | 13.3123 | 57.8333 | 0 | 7.721 | 7.721 | 0.91986 | 7.721 | 0 | 0.86571 | 0 | 0 | 4.5
2025-11-18 23:00 | 0 | 0 | 175.8858 | 90 | 0 | 0 | 0.31274 | 0.31274 | 0.31274 | 0 | 0 | 0 | 0 | 0 | 0.3292 | 0.31274 | 0 | 0 | 5.143 | 3.6716 | 0 | 0.3292 | -0.3292 | 12.9443 | 56.2343 | 0 | 3.0681 | 3.0681 | 0.36552 | 3.0681 | 0 | 0.34401 | 0 | 0 | 3.6716
2025-11-19 | 0 | 0 | -129.6959 | 90 | 0 | 0 | 0.27922 | 0.27922 | 0.27922 | 0 | 0 | 0 | 0 | 0 | 0.29392 | 0.27922 | 0 | 0 | 5.143 | 3.3424 | 0 | 0.29392 | -0.29392 | 12.6156 | 54.8067 | 0 | 2.7398 | 2.7398 | 0.32641 | 2.7398 | 0 | 0.30715 | 0 | 0 | 3.3424
2025-11-19 01:00 | 0 | 0 | -107.2945 | 90 | 0 | 0 | 0.3126 | 0.3126 | 0.3126 | 0 | 0 | 0 | 0 | 0 | 0.32905 | 0.3126 | 0 | 0 | 5.143 | 3.0485 | 0 | 0.32905 | -0.32905 | 12.2477 | 53.2085 | 0 | 3.0672 | 3.0672 | 0.36542 | 3.0672 | 0 | 0.34386 | 0 | 0 | 3.0485
2025-11-19 02:00 | 0 | 0 | -95.7252 | 90 | 0 | 0 | 0.51986 | 0.51986 | 0.51986 | 0 | 0 | 1.1102e-16 | 0 | 0 | 0.54722 | 0.51986 | 0 | 0 | 5.143 | 2.7194 | 0 | 0.54722 | -0.54722 | 11.6359 | 50.5506 | 0 | 5.1009 | 5.1009 | 0.60771 | 5.1009 | 0 | 0.57185 | 0 | 0 | 2.7194
2025-11-19 03:00 | 0 | 0 | -87.5016 | 90 | 0 | 0 | 0.36993 | 0.36993 | 0.36993 | 0 | 0 | 0 | 0 | 0 | 0.3894 | 0.36993 | 0 | 0 | 5.143 | 2.1722 | 0 | 0.3894 | -0.3894 | 11.2006 | 48.6592 | 0 | 3.6298 | 3.6298 | 0.43244 | 3.6298 | 0 | 0.40692 | 0 | 0 | 2.1722
2025-11-19 04:00 | 0 | 0 | -80.3839 | 90 | 0 | 0 | 0.34232 | 0.34232 | 0.34232 | 0 | 0 | 5.5511e-17 | 0 | 0 | 0.36034 | 0.34232 | 0 | 0 | 5.143 | 1.7828 | 0 | 0.36034 | -0.36034 | 10.7977 | 46.909 | 0 | 3.3589 | 3.3589 | 0.40017 | 3.3589 | 0 | 0.37656 | 0 | 0 | 1.7828
2025-11-19 05:00 | 0 | 0 | -73.3936 | 90 | 0 | 0 | 0.42352 | 0.42352 | 0.42352 | 0 | 0 | 0 | 0 | 0 | 0.44581 | 0.42352 | 0 | 0 | 5.143 | 1.4224 | 0 | 0.44581 | -0.44581 | 10.2993 | 44.7436 | 0 | 4.1556 | 4.1556 | 0.49508 | 4.1556 | 0 | 0.46587 | 0 | 0 | 1.4224
2025-11-19 06:00 | 0.016943 | 0.95551 | -65.8938 | 76.8091 | 0.025182 | 0.080083 | 0.368 | 0.368 | 0.368 | 21.7618 | 0 | 0 | 0 | 0.080083 | 0.38737 | 0.368 | 0 | 0 | 5.143 | 0.97663 | 0 | 0.30728 | -0.30728 | 9.9557 | 43.2511 | 0 | 3.6108 | 3.6108 | 0.43018 | 3.6108 | 0 | 0.4048 | 0.064066 | 0 | 1.0567
2025-11-19 07:00 | 0.099184 | 12.1953 | -57.2984 | 62.8298 | 0.10701 | 0.34031 | 0.36715 | 0.36715 | 0.36715 | 92.6915 | 0 | 0 | 0 | 0.34031 | 0.38647 | 0.36715 | 0 | 0 | 5.143 | 0.66935 | 0 | 0.046157 | -0.046157 | 9.9041 | 43.0269 | 0 | 3.6025 | 3.6025 | 0.42919 | 3.6025 | 0 | 0.40386 | 0.27225 | 0 | 1.0097
2025-11-19 08:00 | 0.19141 | 22.2908 | -46.9634 | 49.1594 | 0.20318 | 0.64614 | 0.36108 | 0.36108 | 0.36108 | 178.9492 | 0 | 0 | 0 | 0.64614 | 0.38008 | 0.36108 | 0 | 0 | 5.143 | 0.62319 | 0.26606 | 0 | 0.26606 | 10.1421 | 44.0607 | 0 | 3.5429 | 3.5429 | 0.42209 | 3.5429 | 0 | 0.39718 | 0.51691 | 0 | 1.2693
2025-11-19 09:00 | 0.42675 | 30.6248 | -34.2253 | 36.2241 | 0.60242 | 1.9158 | 0.38268 | 0.38268 | 0.38268 | 500.6277 | 0 | 0 | 0 | 1.9158 | 0.40282 | 0.38268 | 0 | 0 | 5.143 | 0.83604 | 1.513 | 0 | 1.513 | 11.4953 | 49.9397 | 0 | 3.7548 | 3.7548 | 0.44734 | 3.7548 | 0 | 0.42094 | 1.5326 | 0 | 2.7518
2025-11-19 10:00 | 0.5792 | 36.3486 | -18.7366 | 25.245 | 0.85386 | 2.7154 | 0.38614 | 0.38614 | 0.38614 | 703.2268 | 0 | 0 | 0 | 2.7154 | 0.40646 | 0.38614 | 0 | 0 | 5.143 | 2.0464 | 2.309 | 0 | 2.309 | 13.5605 | 58.9116 | 0 | 3.7888 | 3.7888 | 0.45138 | 3.7888 | 0 | 0.42475 | 2.1723 | 0 | 4.7618
2025-11-19 11:00 | 0.43868 | 38.5706 | -1.1583 | 19.8417 | 0.53413 | 1.6986 | 0.44338 | 0.44338 | 0.44338 | 383.1118 | 0 | 0 | 0 | 1.6986 | 0.46671 | 0.44338 | 0 | 0 | 4.6105 | 3.8936 | 1.2319 | 0 | 1.2319 | 14.6624 | 63.6985 | 0 | 4.3504 | 4.3504 | 0.51829 | 4.3504 | 0 | 0.48771 | 1.3589 | 0 | 5.5922
2025-11-19 12:00 | 0.50618 | 36.8459 | 16.5673 | 24.1225 | 0.69542 | 2.2116 | 0.51527 | 0.51527 | 0.51527 | 429.2037 | 0 | 0 | 0 | 2.2116 | 0.54239 | 0.51527 | 0 | 0 | 4.0956 | 4.8791 | 1.6692 | 0 | 1.6692 | 16.1553 | 70.1844 | 0 | 5.0551 | 5.0551 | 0.60225 | 5.0551 | 0 | 0.5668 | 1.7692 | 0 | 7.0907
2025-11-19 13:00 | 0.39022 | 31.5253 | 32.3905 | 34.6625 | 0.50717 | 1.6129 | 0.6645 | 0.6645 | 0.6645 | 242.7223 | 0 | 0 | 0 | 1.6129 | 0.69947 | 0.6645 | 0 | 0 | 3.2114 | 6.0061 | 0.91341 | 0 | 0.91341 | 16.9723 | 73.7336 | 0 | 6.5191 | 6.5191 | 0.77666 | 6.5191 | 0 | 0.73094 | 1.2903 | 0 | 7.619
2025-11-19 14:00 | 0.33921 | 23.4748 | 45.4757 | 47.4442 | 0.51217 | 1.6288 | 0.51345 | 0.51345 | 0.51345 | 317.2272 | 0 | 0 | 0 | 1.6288 | 0.54047 | 0.51345 | 0 | 0 | 2.8993 | 6.0061 | 1.0883 | 0 | 1.0883 | 17.9457 | 77.9625 | 0 | 5.0372 | 5.0372 | 0.60012 | 5.0372 | 0 | 0.56479 | 1.303 | 0 | 7.635
2025-11-19 15:00 | 0.21496 | 13.5657 | 56.0836 | 61.0524 | 0.40442 | 1.2861 | 0.81667 | 0.81667 | 0.81667 | 157.4835 | 0 | 0 | 0 | 1.2861 | 0.85965 | 0.81667 | 0 | 0 | 2.3813 | 6.0061 | 0.42647 | 0 | 0.42647 | 18.3272 | 79.6196 | 0 | 8.012 | 8.012 | 0.95452 | 8.012 | 0 | 0.89834 | 1.0289 | 0 | 7.2923
2025-11-19 16:00 | 0.031073 | 2.4462 | 64.8646 | 75.0054 | 0.066932 | 0.21286 | 0.99041 | 0.99041 | 0.99041 | 21.4918 | 0 | 2.2204e-16 | 0 | 0.21286 | 1.0425 | 0.99041 | 0 | 0 | 2.3247 | 6.0061 | 0 | 0.82968 | -0.82968 | 17.3996 | 75.5898 | 0 | 9.7165 | 9.7165 | 1.1576 | 9.7165 | 0 | 1.0894 | 0.17028 | 0 | 6.219
2025-11-19 17:00 | 0 | 0 | 72.4717 | 90 | 0 | 0 | 0.89095 | 0.89095 | 0.89095 | 0 | 0 | 1.1102e-16 | 0 | 0 | 0.93785 | 0.89095 | 0 | 0 | 3.2307 | 6.0061 | 0 | 0.93785 | -0.93785 | 16.351 | 71.0345 | 0 | 8.7408 | 8.7408 | 1.0413 | 8.7408 | 0 | 0.98005 | 0 | 0 | 6.0061
2025-11-19 18:00 | 0 | 0 | 79.4946 | 90 | 0 | 0 | 1.0066 | 1.0066 | 1.0066 | 0 | 0 | 0 | 0 | 0 | 1.0596 | 1.0066 | 0 | 0 | 4.0146 | 6.0061 | 0 | 1.0596 | -1.0596 | 15.1663 | 65.888 | 0 | 9.8755 | 9.8755 | 1.1765 | 9.8755 | 0 | 1.1073 | 0 | 0 | 6.0061
2025-11-19 19:00 | 0 | 0 | 86.553 | 90 | 0 | 0 | 0.67188 | 0.67188 | 0.67188 | 0 | 0 | 1.1102e-16 | 0 | 0 | 0.70724 | 0.67188 | 0 | 0 | 4.7951 | 5.3299 | 0 | 0.70724 | -0.70724 | 14.3756 | 62.4528 | 0 | 6.5915 | 6.5915 | 0.78529 | 6.5915 | 0 | 0.73907 | 0 | 0 | 5.3299
2025-11-19 20:00 | 0 | 0 | 94.5526 | 90 | 0 | 0 | 0.77736 | 0.77736 | 0.77736 | 0 | 0 | 1.1102e-16 | 0 | 0 | 0.81827 | 0.77736 | 0 | 0 | 5.143 | 4.6226 | 0 | 0.81827 | -0.81827 | 13.4608 | 58.4783 | 0 | 7.6264 | 7.6264 | 0.90858 | 7.6264 | 0 | 0.8551 | 0 | 0 | 4.6226
2025-11-19 21:00 | 0 | 0 | 105.4635 | 90 | 0 | 0 | 0.68373 | 0.68373 | 0.68373 | 0 | 0 | 1.1102e-16 | 0 | 0 | 0.71972 | 0.68373 | 0 | 0 | 5.143 | 3.8044 | 0 | 0.71972 | -0.71972 | 12.6561 | 54.9826 | 0 | 6.7078 | 6.7078 | 0.79915 | 6.7078 | 0 | 0.75211 | 0 | 0 | 3.8044
2025-11-19 22:00 | 0 | 0 | 125.5861 | 90 | 0 | 0 | 0.77256 | 0.77256 | 0.77256 | 0 | 0 | 0 | 0 | 0 | 0.81322 | 0.77256 | 0 | 0 | 5.143 | 3.0846 | 0 | 0.81322 | -0.81322 | 11.7469 | 51.0326 | 0 | 7.5792 | 7.5792 | 0.90296 | 7.5792 | 0 | 0.84981 | 0 | 0 | 3.0846
2025-11-19 23:00 | 0 | 0 | 175.5714 | 90 | 0 | 0 | 0.62018 | 0.62018 | 0.62018 | 0 | 0 | 1.1102e-16 | 0 | 0 | 0.65282 | 0.62018 | 0 | 0 | 5.143 | 2.2714 | 0 | 0.65282 | -0.65282 | 11.017 | 47.8618 | 0 | 6.0843 | 6.0843 | 0.72486 | 6.0843 | 0 | 0.68219 | 0 | 0 | 2.2714
2025-11-20 | 0 | 0 | -129.3206 | 90 | 0 | 0 | 0.32337 | 0.32337 | 0.32337 | 0 | 0 | 5.5511e-17 | 0 | 0 | 0.34039 | 0.32337 | 0 | 0 | 5.143 | 1.6186 | 0 | 0.34039 | -0.34039 | 10.6365 | 46.2085 | 0 | 3.1729 | 3.1729 | 0.37801 | 3.1729 | 0 | 0.35571 | 0 | 0 | 1.6186
2025-11-20 01:00 | 0 | 0 | -106.9641 | 90 | 0 | 0 | 0.27731 | 0.27731 | 0.27731 | 0 | 0 | 0 | 0 | 0 | 0.2919 | 0.27731 | 0 | 0 | 5.143 | 1.2782 | 0 | 0.2919 | -0.2919 | 10.3101 | 44.7907 | 0 | 2.721 | 2.721 | 0.32416 | 2.721 | 0 | 0.30504 | 0 | 0 | 1.2782
2025-11-20 02:00 | 0 | 0 | -95.4679 | 90 | 0 | 0 | 0.29951 | 0.29951 | 0.29951 | 0 | 0 | 0 | 0 | 0 | 0.31527 | 0.29951 | 0 | 0 | 5.143 | 0.98632 | 0 | 0.31527 | -0.31527 | 9.9576 | 43.2594 | 0 | 2.9388 | 2.9388 | 0.35011 | 2.9388 | 0 | 0.32946 | 0 | 0 | 0.98632
2025-11-20 03:00 | 0 | 0 | -87.291 | 90 | 0 | 0 | 0.34142 | 0.34142 | 0.34142 | 0 | 0 | 0 | 0 | 0 | 0.35939 | 0.34142 | 0 | 0 | 5.143 | 0.67105 | 0 | 0.35939 | -0.35939 | 9.5558 | 41.5138 | 0 | 3.35 | 3.35 | 0.39911 | 3.35 | 0 | 0.37556 | 0 | 0 | 0.67105
2025-11-20 04:00 | 0 | 0 | -80.2028 | 90 | 0 | 0 | 0.27826 | 0.27826 | 0.27826 | 0 | 0 | 5.5511e-17 | 0.010003 | 0 | 0.2929 | 0.27826 | 0 | 0 | 5.143 | 0.31166 | 0 | 0.2929 | -0.2929 | 9.2283 | 40.0911 | 0 | 2.7303 | 2.7303 | 0.32527 | 2.7303 | 0 | 0.30608 | 0 | 0 | 0.31166
2025-11-20 05:00 | 0 | 0 | -73.2324 | 90 | 0 | 0 | 0.36317 | 0.017822 | 0.017822 | 0 | 0 | 0.34535 | 0.38166 | 0 | 0.01876 | 0.017822 | 0 | 0 | 5.143 | 0.01876 | 0 | 0.01876 | -0.01876 | 9.2074 | 40 | 0 | 3.5634 | 3.5634 | 0.42453 | 3.5634 | 0 | 0.39948 | 0 | 0 | 0.01876
2025-11-20 06:00 | 0.013815 | 0.79178 | -65.7478 | 76.8801 | 0.016965 | 0.05395 | 0.36065 | 0.051253 | 0.051253 | 105.2632 | 0 | 0.3094 | 0.38647 | 0.05395 | 0.05395 | 0.051253 | 0 | 0 | 5.143 | 0 | 0 | 0 | 0 | 9.2074 | 40 | 0 | 3.5387 | 3.5387 | 0.42159 | 3.5387 | 0 | 0.39672 | 0.04316 | 0 | 0.05395
2025-11-20 07:00 | 0.09256 | 12.0169 | -57.1679 | 62.9216 | 0.097479 | 0.31 | 0.34123 | 0.2945 | 0.2945 | 105.2632 | 0 | 0.046735 | 0.31646 | 0.31 | 0.31 | 0.2945 | 0 | 0 | 5.143 | 0 | 0 | 0 | 0 | 9.2074 | 40 | 0 | 3.3482 | 3.3482 | 0.39889 | 3.3482 | 0 | 0.37536 | 0.248 | 0 | 0.31
2025-11-20 08:00 | 0.31047 | 22.0961 | -46.8544 | 49.2765 | 0.46638 | 1.4832 | 0.12477 | 0.12477 | 0.12477 | 1188.715 | 0 | 0 | 0 | 1.4832 | 0.13134 | 0.12477 | 0 | 0 | 5.143 | 1.5888e-15 | 1.3518 | 0 | 1.3518 | 10.4165 | 45.2529 | 0 | 1.2243 | 1.2243 | 0.14585 | 1.2243 | 0 | 0.13725 | 1.1865 | 0 | 1.4832
2025-11-20 09:00 | 0.3751 | 30.4146 | -34.1527 | 36.3753 | 0.48845 | 1.5534 | 0.18589 | 0.18589 | 0.18589 | 835.6207 | 0 | 0 | 0 | 1.5534 | 0.19568 | 0.18589 | 0 | 0 | 5.143 | 1.0815 | 1.3577 | 0 | 1.3577 | 11.6308 | 50.5284 | 0 | 1.824 | 1.824 | 0.2173 | 1.824 | 0 | 0.20448 | 1.2427 | 0 | 2.6348
2025-11-20 10:00 | 0.4154 | 36.1295 | -18.723 | 25.442 | 0.51053 | 1.6236 | 0.3784 | 0.3784 | 0.3784 | 429.0688 | 0 | 0 | 0 | 1.6236 | 0.39831 | 0.3784 | 0 | 0 | 5.143 | 2.1676 | 1.2253 | 0 | 1.2253 | 12.7267 | 55.2894 | 0 | 3.7128 | 3.7128 | 0.44233 | 3.7128 | 0 | 0.41624 | 1.2989 | 0 | 3.7912
2025-11-20 11:00 | 0.50648 | 38.3569 | -1.2211 | 20.0569 | 0.67901 | 2.1594 | 0.37154 | 0.37154 | 0.37154 | 581.2023 | 0 | 0 | 0 | 2.1594 | 0.39109 | 0.37154 | 0 | 0 | 5.143 | 3.1478 | 1.7683 | 0 | 1.7683 | 14.3083 | 62.1605 | 0 | 3.6455 | 3.6455 | 0.43431 | 3.6455 | 0 | 0.40869 | 1.7275 | 0 | 5.3072
2025-11-20 12:00 | 0.14758 | 36.654 | 16.4348 | 24.2628 | 0.14084 | 0.44789 | 0.38847 | 0.38847 | 0.38847 | 115.2967 | 0 | 0 | 0 | 0.44789 | 0.40892 | 0.38847 | 0 | 0 | 4.2629 | 4.5625 | 0.038977 | 0 | 0.038977 | 14.3432 | 62.3119 | 0 | 3.8111 | 3.8111 | 0.45404 | 3.8111 | 0 | 0.42732 | 0.35831 | 0 | 5.0104
2025-11-20 13:00 | 0.172 | 31.3649 | 32.2152 | 34.7286 | 0.16547 | 0.52623 | 0.68305 | 0.68305 | 0.68305 | 77.0409 | 0 | 0 | 0 | 0.52623 | 0.719 | 0.68305 | 0 | 0 | 4.5653 | 4.5936 | 0 | 0.19277 | -0.19277 | 14.1277 | 61.3756 | 0 | 6.7011 | 6.7011 | 0.79834 | 6.7011 | 0 | 0.75135 | 0.42098 | 0 | 5.1199
2025-11-20 14:00 | 0.17555 | 23.3464 | 45.2818 | 47.4649 | 0.17742 | 0.56423 | 0.65297 | 0.65297 | 0.65297 | 86.4098 | 0 | 0 | 0 | 0.56423 | 0.68734 | 0.65297 | 0 | 0 | 4.8875 | 4.4009 | 0 | 0.12311 | -0.12311 | 13.99 | 60.7777 | 0 | 6.406 | 6.406 | 0.76319 | 6.406 | 0 | 0.71827 | 0.45138 | 0 | 4.9651
2025-11-20 15:00 | 0.18632 | 13.4651 | 55.8832 | 61.0429 | 0.3151 | 1.0021 | 0.44934 | 0.44934 | 0.44934 | 223.0053 | 0 | 0 | 0 | 1.0021 | 0.47299 | 0.44934 | 0 | 0 | 5.0334 | 4.2778 | 0.52907 | 0 | 0.52907 | 14.4633 | 62.8334 | 0 | 4.4083 | 4.4083 | 0.52519 | 4.4083 | 0 | 0.49428 | 0.80165 | 0 | 5.2798
2025-11-20 16:00 | 0.033158 | 2.3678 | 64.6596 | 74.9731 | 0.084283 | 0.26804 | 0.58889 | 0.58889 | 0.58889 | 45.5151 | 0 | 1.1102e-16 | 0 | 0.26804 | 0.61989 | 0.58889 | 0 | 0 | 4.6503 | 4.701 | 0 | 0.35185 | -0.35185 | 14.0699 | 61.1245 | 0 | 5.7774 | 5.7774 | 0.6883 | 5.7774 | 0 | 0.64778 | 0.21443 | 0 | 4.9691
2025-11-20 17:00 | 0 | 0 | 72.2582 | 90 | 0 | 0 | 0.72591 | 0.72591 | 0.72591 | 0 | 0 | 1.1102e-16 | 0 | 0 | 0.76412 | 0.72591 | 0 | 0 | 5.0298 | 4.3492 | 0 | 0.76412 | -0.76412 | 13.2156 | 57.413 | 0 | 7.1216 | 7.1216 | 0.84844 | 7.1216 | 0 | 0.7985 | 0 | 0 | 4.3492
2025-11-20 18:00 | 0 | 0 | 79.2643 | 90 | 0 | 0 | 0.62571 | 0.62571 | 0.62571 | 0 | 0 | 0 | 0 | 0 | 0.65864 | 0.62571 | 0 | 0 | 5.143 | 3.585 | 0 | 0.65864 | -0.65864 | 12.4792 | 54.2139 | 0 | 6.1386 | 6.1386 | 0.73133 | 6.1386 | 0 | 0.68828 | 0 | 0 | 3.585
2025-11-20 19:00 | 0 | 0 | 86.2919 | 90 | 0 | 0 | 0.28256 | 0.28256 | 0.28256 | 0 | 0 | 0 | 0 | 0 | 0.29743 | 0.28256 | 0 | 0 | 5.143 | 2.9264 | 0 | 0.29743 | -0.29743 | 12.1466 | 52.7693 | 0 | 2.7721 | 2.7721 | 0.33026 | 2.7721 | 0 | 0.31082 | 0 | 0 | 2.9264
2025-11-20 20:00 | 0 | 0 | 94.2356 | 90 | 0 | 0 | 0.77096 | 0.77096 | 0.77096 | 0 | 0 | 0 | 0 | 0 | 0.81153 | 0.77096 | 0 | 0 | 5.143 | 2.629 | 0 | 0.81153 | -0.81153 | 11.2393 | 48.8276 | 0 | 7.5635 | 7.5635 | 0.90109 | 7.5635 | 0 | 0.84805 | 0 | 0 | 2.629
2025-11-20 21:00 | 0 | 0 | 105.0414 | 90 | 0 | 0 | 0.51552 | 0.51552 | 0.51552 | 0 | 0 | 0 | 0 | 0 | 0.54265 | 0.51552 | 0 | 0 | 5.143 | 1.8174 | 0 | 0.54265 | -0.54265 | 10.6326 | 46.1918 | 0 | 5.0575 | 5.0575 | 0.60253 | 5.0575 | 0 | 0.56707 | 0 | 0 | 1.8174
2025-11-20 22:00 | 0 | 0 | 124.9773 | 90 | 0 | 0 | 0.57871 | 0.57871 | 0.57871 | 0 | 0 | 1.1102e-16 | 0 | 0 | 0.60917 | 0.57871 | 0 | 0 | 5.143 | 1.2748 | 0 | 0.60917 | -0.60917 | 9.9515 | 43.233 | 0 | 5.6775 | 5.6775 | 0.6764 | 5.6775 | 0 | 0.63658 | 0 | 0 | 1.2748
2025-11-20 23:00 | 0 | 0 | 175.2338 | 90 | 0 | 0 | 0.48026 | 0.48026 | 0.48026 | 0 | 0 | 1.1102e-16 | 0 | 0 | 0.50554 | 0.48026 | 0 | 0 | 5.143 | 0.66562 | 0 | 0.50554 | -0.50554 | 9.3863 | 40.7775 | 0 | 4.7116 | 4.7116 | 0.56133 | 4.7116 | 0 | 0.52829 | 0 | 0 | 0.66562
2025-11-21 | 0 | 0 | -128.9583 | 90 | 0 | 0 | 0.31606 | 0.15208 | 0.15208 | 0 | 0 | 0.16398 | 0.19558 | 0 | 0.16008 | 0.15208 | 0 | 0 | 5.143 | 0.16008 | 0 | 0.16008 | -0.16008 | 9.2074 | 40 | 0 | 3.1012 | 3.1012 | 0.36946 | 3.1012 | 0 | 0.34766 | 0 | 0 | 0.16008
2025-11-21 01:00 | 0 | 0 | -106.6442 | 90 | 0 | 0 | 0.35434 | 0 | 0 | 0 | 0 | 0.35434 | 0.38978 | 0 | 0 | 0 | 0 | 0 | 5.143 | 0 | 0 | 0 | 0 | 9.2074 | 40 | 0 | 3.4768 | 3.4768 | 0.41422 | 3.4768 | 0 | 0.38978 | 0 | 0 | 0
2025-11-21 02:00 | 0 | 0 | -95.2192 | 90 | 0 | 0 | 0.37087 | 0 | 0 | 0 | 0 | 0.37087 | 0.40795 | 0 | 0 | 0 | 0 | 0 | 5.143 | 0 | 0 | 0 | 0 | 9.2074 | 40 | 0 | 3.639 | 3.639 | 0.43353 | 3.639 | 0 | 0.40795 | 0 | 0 | 0
2025-11-21 03:00 | 0 | 0 | -87.0877 | 90 | 0 | 0 | 0.27989 | 0 | 0 | 0 | 0 | 0.27989 | 0.30788 | 0 | 0 | 0 | 0 | 0 | 5.143 | 0 | 0 | 0 | 0 | 9.2074 | 40 | 0 | 2.7463 | 2.7463 | 0.32718 | 2.7463 | 0 | 0.30788 | 0 | 0 | 0
2025-11-21 04:00 | 0 | 0 | -80.0284 | 90 | 0 | 0 | 0.32776 | 0 | 0 | 0 | 0 | 0.32776 | 0.36053 | 0 | 0 | 0 | 0 | 0 | 5.143 | 0 | 0 | 0 | 0 | 9.2074 | 40 | 0 | 3.216 | 3.216 | 0.38314 | 3.216 | 0 | 0.36053 | 0 | 0 | 0
2025-11-21 05:00 | 0 | 0 | -73.0776 | 90 | 0 | 0 | 0.39859 | 0 | 0 | 0 | 0 | 0.39859 | 0.43845 | 0 | 0 | 0 | 0 | 0 | 5.143 | 0 | 0 | 0 | 0 | 9.2074 | 40 | 0 | 3.911 | 3.911 | 0.46594 | 3.911 | 0 | 0.43845 | 0 | 0 | 0
2025-11-21 06:00 | 0.029298 | 0.62911 | -65.6084 | 76.9535 | 0.12975 | 0.41262 | 0.38401 | 0.38401 | 0.38401 | 107.4497 | 0 | 0 | 0.34402 | 0.41262 | 0.40422 | 0.38401 | 0 | 0 | 5.143 | 1.5888e-15 | 0.0083967 | 0 | 0.0083967 | 9.2149 | 40.0326 | 0 | 3.7679 | 3.7679 | 0.4489 | 3.7679 | 0 | 0.42241 | 0.3301 | 0 | 0.41262
2025-11-21 07:00 | 0.12126 | 11.8403 | -57.0439 | 63.0153 | 0.15612 | 0.49648 | 0.32424 | 0.32424 | 0.32424 | 153.1223 | 0 | 0 | 0.25595 | 0.49648 | 0.3413 | 0.32424 | 0 | 0 | 5.143 | 0.0067174 | 0.15518 | 0 | 0.15518 | 9.3537 | 40.6356 | 0 | 3.1814 | 3.1814 | 0.37903 | 3.1814 | 0 | 0.35666 | 0.39719 | 0 | 0.5032
2025-11-21 08:00 | 0.19472 | 21.9039 | -46.7522 | 49.3948 | 0.21059 | 0.6697 | 0.28553 | 0.28553 | 0.28553 | 234.548 | 0 | 0 | 0.06252 | 0.6697 | 0.30055 | 0.28553 | 0 | 0 | 5.143 | 0.13086 | 0.36914 | 0 | 0.36914 | 9.6838 | 42.07 | 0 | 2.8016 | 2.8016 | 0.33377 | 2.8016 | 0 | 0.31408 | 0.53576 | 0 | 0.80056
2025-11-21 09:00 | 0.17436 | 30.2081 | -34.0866 | 36.5266 | 0.16832 | 0.5353 | 0.38627 | 0.38627 | 0.38627 | 138.5814 | 0 | 0 | 0 | 0.5353 | 0.4066 | 0.38627 | 0 | 0 | 5.143 | 0.42617 | 0.1287 | 0 | 0.1287 | 9.7989 | 42.5701 | 0 | 3.7901 | 3.7901 | 0.45154 | 3.7901 | 0 | 0.4249 | 0.42824 | 0 | 0.96147
2025-11-21 10:00 | 0.21538 | 35.9154 | -18.7147 | 25.6366 | 0.20847 | 0.66298 | 0.28248 | 0.28248 | 0.28248 | 234.698 | 0 | 0 | 0 | 0.66298 | 0.29735 | 0.28248 | 0 | 0 | 5.143 | 0.52913 | 0.36563 | 0 | 0.36563 | 10.126 | 43.9908 | 0 | 2.7717 | 2.7717 | 0.33021 | 2.7717 | 0 | 0.31073 | 0.53038 | 0 | 1.1921
2025-11-21 11:00 | 0.31132 | 38.149 | -1.2872 | 20.2664 | 0.32094 | 1.0207 | 0.30602 | 0.30602 | 0.30602 | 333.5275 | 0 | 0 | 0 | 1.0207 | 0.32212 | 0.30602 | 0 | 0 | 5.143 | 0.82164 | 0.69853 | 0 | 0.69853 | 10.7508 | 46.7051 | 0 | 3.0027 | 3.0027 | 0.35773 | 3.0027 | 0 | 0.33662 | 0.81652 | 0 | 1.8423
2025-11-21 12:00 | 0.56482 | 36.4683 | 16.3016 | 24.3977 | 0.82716 | 2.6305 | 0.65098 | 0.65098 | 0.65098 | 404.0837 | 0 | 0 | 0 | 2.6305 | 0.68524 | 0.65098 | 0 | 0 | 5.143 | 1.3805 | 1.9453 | 0 | 1.9453 | 12.4907 | 54.2638 | 0 | 6.3865 | 6.3865 | 0.76087 | 6.3865 | 0 | 0.71608 | 2.1044 | 0 | 4.011
2025-11-21 13:00 | 0.53486 | 31.2108 | 32.0411 | 34.7903 | 0.82891 | 2.6361 | 0.56643 | 0.56643 | 0.56643 | 465.3831 | 0 | 0 | 0 | 2.6361 | 0.59624 | 0.56643 | 0 | 0 | 5.143 | 2.9367 | 2.0398 | 0 | 2.0398 | 14.3151 | 62.19 | 0 | 5.557 | 5.557 | 0.66205 | 5.557 | 0 | 0.62308 | 2.1089 | 0 | 5.5728
2025-11-21 14:00 | 0.42054 | 23.2242 | 45.0903 | 47.4817 | 0.70636 | 2.2464 | 0.81144 | 0.81144 | 0.81144 | 276.8371 | 0 | 0 | 0 | 2.2464 | 0.85414 | 0.81144 | 0 | 0 | 4.173 | 4.5685 | 1.3922 | 0 | 1.3922 | 15.5604 | 67.5997 | 0 | 7.9607 | 7.9607 | 0.94841 | 7.9607 | 0 | 0.89258 | 1.7971 | 0 | 6.8149
2025-11-21 15:00 | 0.21276 | 13.3703 | 55.6856 | 61.0301 | 0.40663 | 1.2931 | 0.48021 | 0.48021 | 0.48021 | 269.2843 | 0 | 0 | 0 | 1.2931 | 0.50549 | 0.48021 | 0 | 0 | 3.5528 | 5.6823 | 0.78765 | 0 | 0.78765 | 16.2649 | 70.6603 | 0 | 4.7112 | 4.7112 | 0.56127 | 4.7112 | 0 | 0.52824 | 1.0345 | 0 | 6.9755
2025-11-21 16:00 | 0.039271 | 2.2951 | 64.4579 | 74.9378 | 0.14076 | 0.44765 | 0.65414 | 0.65414 | 0.65414 | 68.433 | 0 | 0 | 0 | 0.44765 | 0.68857 | 0.65414 | 0 | 0 | 3.3252 | 6.0061 | 0 | 0.24092 | -0.24092 | 15.9955 | 69.4901 | 0 | 6.4175 | 6.4175 | 0.76456 | 6.4175 | 0 | 0.71956 | 0.35812 | 0 | 6.4538
2025-11-21 17:00 | 0 | 0 | 72.0485 | 90 | 0 | 0 | 0.82695 | 0.82695 | 0.82695 | 0 | 0 | 1.1102e-16 | 0 | 0 | 0.87047 | 0.82695 | 0 | 0 | 3.7863 | 6.0061 | 0 | 0.87047 | -0.87047 | 15.0223 | 65.2621 | 0 | 8.1128 | 8.1128 | 0.96653 | 8.1128 | 0 | 0.90964 | 0 | 0 | 6.0061
2025-11-21 18:00 | 0 | 0 | 79.0383 | 90 | 0 | 0 | 0.69208 | 0.69208 | 0.69208 | 0 | 0 | 1.1102e-16 | 0 | 0 | 0.72851 | 0.69208 | 0 | 0 | 4.637 | 5.201 | 0 | 0.72851 | -0.72851 | 14.2078 | 61.7237 | 0 | 6.7898 | 6.7898 | 0.80891 | 6.7898 | 0 | 0.76129 | 0 | 0 | 5.201
2025-11-21 19:00 | 0 | 0 | 86.0357 | 90 | 0 | 0 | 0.48168 | 0.48168 | 0.48168 | 0 | 0 | 0 | 0 | 0 | 0.50703 | 0.48168 | 0 | 0 | 5.143 | 4.4725 | 0 | 0.50703 | -0.50703 | 13.6409 | 59.261 | 0 | 4.7255 | 4.7255 | 0.56298 | 4.7255 | 0 | 0.52984 | 0 | 0 | 4.4725
2025-11-21 20:00 | 0 | 0 | 93.9242 | 90 | 0 | 0 | 0.39507 | 0.39507 | 0.39507 | 0 | 0 | 5.5511e-17 | 0 | 0 | 0.41586 | 0.39507 | 0 | 0 | 5.143 | 3.9655 | 0 | 0.41586 | -0.41586 | 13.176 | 57.2411 | 0 | 3.8759 | 3.8759 | 0.46176 | 3.8759 | 0 | 0.43458 | 0 | 0 | 3.9655
2025-11-21 21:00 | 0 | 0 | 104.6256 | 90 | 0 | 0 | 0.66245 | 0.66245 | 0.66245 | 0 | 0 | 1.1102e-16 | 0 | 0 | 0.69732 | 0.66245 | 0 | 0 | 5.143 | 3.5496 | 0 | 0.69732 | -0.69732 | 12.3963 | 53.8541 | 0 | 6.4991 | 6.4991 | 0.77427 | 6.4991 | 0 | 0.7287 | 0 | 0 | 3.5496
2025-11-21 22:00 | 0 | 0 | 124.3702 | 90 | 0 | 0 | 0.57752 | 0.57752 | 0.57752 | 0 | 0 | 0 | 0 | 0 | 0.60792 | 0.57752 | 0 | 0 | 5.143 | 2.8523 | 0 | 0.60792 | -0.60792 | 11.7167 | 50.9014 | 0 | 5.6658 | 5.6658 | 0.67501 | 5.6658 | 0 | 0.63527 | 0 | 0 | 2.8523
2025-11-21 23:00 | 0 | 0 | 174.8727 | 90 | 0 | 0 | 0.47459 | 0.47459 | 0.47459 | 0 | 0 | 0 | 0 | 0 | 0.49957 | 0.47459 | 0 | 0 | 5.143 | 2.2444 | 0 | 0.49957 | -0.49957 | 11.1581 | 48.4749 | 0 | 4.656 | 4.656 | 0.5547 | 4.656 | 0 | 0.52205 | 0 | 0 | 2.2444
2025-11-22 | 0 | 0 | -128.6095 | 90 | 0 | 0 | 0.32613 | 0.32613 | 0.32613 | 0 | 0 | 5.5511e-17 | 0 | 0 | 0.3433 | 0.32613 | 0 | 0 | 5.143 | 1.7448 | 0 | 0.3433 | -0.3433 | 10.7743 | 46.8075 | 0 | 3.2 | 3.2 | 0.38124 | 3.2 | 0 | 0.35874 | 0 | 0 | 1.7448
2025-11-22 01:00 | 0 | 0 | -106.3351 | 90 | 0 | 0 | 0.23765 | 0.23765 | 0.23765 | 0 | 0 | 0 | 0 | 0 | 0.25016 | 0.23765 | 0 | 0 | 5.143 | 1.4015 | 0 | 0.25016 | -0.25016 | 10.4946 | 45.5924 | 0 | 2.3318 | 2.3318 | 0.27781 | 2.3318 | 0 | 0.26142 | 0 | 0 | 1.4015
2025-11-22 02:00 | 0 | 0 | -94.9791 | 90 | 0 | 0 | 0.23372 | 0.23372 | 0.23372 | 0 | 0 | 2.7756e-17 | 0 | 0 | 0.24602 | 0.23372 | 0 | 0 | 5.143 | 1.1514 | 0 | 0.24602 | -0.24602 | 10.2196 | 44.3975 | 0 | 2.2932 | 2.2932 | 0.27321 | 2.2932 | 0 | 0.25709 | 0 | 0 | 1.1514
2025-11-22 03:00 | 0 | 0 | -86.8918 | 90 | 0 | 0 | 0.34914 | 0.34914 | 0.34914 | 0 | 0 | 5.5511e-17 | 0 | 0 | 0.36752 | 0.34914 | 0 | 0 | 5.143 | 0.90536 | 0 | 0.36752 | -0.36752 | 9.8087 | 42.6124 | 0 | 3.4258 | 3.4258 | 0.40814 | 3.4258 | 0 | 0.38406 | 0 | 0 | 0.90536
2025-11-22 04:00 | 0 | 0 | -79.8608 | 90 | 0 | 0 | 0.42928 | 0.42928 | 0.42928 | 0 | 0 | 5.5511e-17 | 0 | 0 | 0.45187 | 0.42928 | 0 | 0 | 5.143 | 0.53784 | 0 | 0.45187 | -0.45187 | 9.3035 | 40.4176 | 0 | 4.2121 | 4.2121 | 0.50181 | 4.2121 | 0 | 0.4722 | 0 | 0 | 0.53784
2025-11-22 05:00 | 0 | 0 | -72.9293 | 90 | 0 | 0 | 0.31389 | 0.081675 | 0.081675 | 0 | 0 | 0.23221 | 0.2636 | 0 | 0.085974 | 0.081675 | 0 | 0 | 5.143 | 0.085974 | 0 | 0.085974 | -0.085974 | 9.2074 | 40 | 0 | 3.0799 | 3.0799 | 0.36692 | 3.0799 | 0 | 0.34528 | 0 | 0 | 0.085974
2025-11-22 06:00 | 0.018471 | 0.46759 | -65.4753 | 77.0293 | 0.041955 | 0.13342 | 0.42006 | 0.12675 | 0.12675 | 105.2632 | 0 | 0.29331 | 0.43672 | 0.13342 | 0.13342 | 0.12675 | 0 | 0 | 5.143 | 0 | 0 | 0 | 0 | 9.2074 | 40 | 0 | 4.1217 | 4.1217 | 0.49104 | 4.1217 | 0 | 0.46207 | 0.10674 | 0 | 0.13342
2025-11-22 07:00 | 0.18447 | 11.6654 | -56.9265 | 63.1108 | 0.372 | 1.183 | 0.2356 | 0.2356 | 0.2356 | 502.1394 | 0 | 0 | 0.034382 | 1.183 | 0.248 | 0.2356 | 0 | 0 | 5.143 | 0 | 0.93503 | 0 | 0.93503 | 10.0437 | 43.6333 | 0 | 2.3117 | 2.3117 | 0.27541 | 2.3117 | 0 | 0.25916 | 0.94642 | 0 | 1.183
2025-11-22 08:00 | 0.43514 | 21.7144 | -46.6567 | 49.5142 | 0.75279 | 2.394 | 0.43883 | 0.43883 | 0.43883 | 545.5364 | 0 | 0 | 0 | 2.394 | 0.46193 | 0.43883 | 0 | 0 | 5.143 | 0.74803 | 1.9321 | 0 | 1.9321 | 11.7718 | 51.1407 | 0 | 4.3059 | 4.3059 | 0.51298 | 4.3059 | 0 | 0.48272 | 1.9152 | 0 | 3.142
2025-11-22 09:00 | 0.59899 | 30.0053 | -34.027 | 36.6777 | 0.95101 | 3.0244 | 0.34764 | 0.34764 | 0.34764 | 869.963 | 0 | 0 | 0 | 3.0244 | 0.36594 | 0.34764 | 0 | 0 | 5.143 | 2.2937 | 2.6584 | 0 | 2.6584 | 14.1495 | 61.4706 | 0 | 3.4111 | 3.4111 | 0.40639 | 3.4111 | 0 | 0.38241 | 2.4195 | 0 | 5.3181
2025-11-22 10:00 | 0.64318 | 35.7061 | -18.7118 | 25.8287 | 0.97987 | 3.1162 | 0.41314 | 0.41314 | 0.41314 | 754.2635 | 0 | 0 | 0 | 3.1162 | 0.43488 | 0.41314 | 0 | 0 | 4.134 | 4.4204 | 2.6813 | 0 | 2.6813 | 16.5478 | 71.8892 | 0 | 4.0537 | 4.0537 | 0.48295 | 4.0537 | 0 | 0.45445 | 2.4929 | 0 | 7.5366
2025-11-22 11:00 | 0.62947 | 37.947 | -1.3564 | 20.4702 | 0.93815 | 2.9835 | 0.35648 | 0.35648 | 0.35648 | 836.9327 | 0 | 0 | 0 | 2.9835 | 0.37524 | 0.35648 | 0 | 0 | 2.6626 | 6.0061 | 2.6082 | 0 | 2.6082 | 18.8806 | 82.0241 | 0 | 3.4978 | 3.4978 | 0.41671 | 3.4978 | 0 | 0.39213 | 2.3868 | 0 | 8.9896
2025-11-22 12:00 | 0.66049 | 36.289 | 16.1677 | 24.5273 | 1.0035 | 3.1913 | 0.68158 | 0.68158 | 0.68158 | 468.2236 | 1.1537 | 0 | 0 | 3.1913 | 0.71745 | 0.68158 | 0 | 0 | 1.3201 | 6.0061 | 1.3201 | 0 | 1.3201 | 20.0614 | 87.1537 | 0 | 6.6867 | 6.6867 | 0.79663 | 6.6867 | 0 | 0.74974 | 2.553 | 0 | 9.1975
2025-11-22 13:00 | 0.59388 | 31.0629 | 31.8681 | 34.8476 | 0.93362 | 2.9691 | 0.68944 | 0.68944 | 0.68944 | 430.65 | 1.3169 | 0 | 0 | 2.9691 | 0.72573 | 0.68944 | 0 | 0 | 0.92642 | 6.0061 | 0.92642 | 0 | 0.92642 | 20.89 | 90.7535 | 0 | 6.7638 | 6.7638 | 0.80582 | 6.7638 | 0 | 0.75839 | 2.3753 | 0 | 8.9752
2025-11-22 14:00 | 0.44094 | 23.1079 | 44.901 | 47.4947 | 0.74709 | 2.3759 | 0.78113 | 0.78113 | 0.78113 | 304.159 | 0.88682 | 0 | 0 | 2.3759 | 0.82225 | 0.78113 | 0 | 0 | 0.66682 | 6.0061 | 0.66682 | 0 | 0.66682 | 21.4864 | 93.3446 | 0 | 7.6634 | 7.6634 | 0.91299 | 7.6634 | 0 | 0.85925 | 1.9007 | 0 | 8.382
2025-11-22 15:00 | 0.23565 | 13.2814 | 55.491 | 61.0138 | 0.47842 | 1.5215 | 0.67581 | 0.67581 | 0.67581 | 225.1326 | 0.33013 | 0 | 0 | 1.5215 | 0.71138 | 0.67581 | 0 | 0 | 0.47996 | 6.0061 | 0.47996 | 0 | 0.47996 | 21.9157 | 95.2096 | 0 | 6.6301 | 6.6301 | 0.78988 | 6.6301 | 0 | 0.74339 | 1.2172 | 0 | 7.5276
2025-11-22 16:00 | 0.041302 | 2.228 | 64.2596 | 74.8994 | 0.16376 | 0.52078 | 0.6723 | 0.6723 | 0.6723 | 77.4624 | 0 | 0 | 0 | 0.52078 | 0.70768 | 0.6723 | 0 | 0 | 0.34547 | 6.0061 | 0 | 0.1869 | -0.1869 | 21.7067 | 94.3017 | 0 | 6.5956 | 6.5956 | 0.78578 | 6.5956 | 0 | 0.73953 | 0.41662 | 0 | 6.5269
2025-11-22 17:00 | 0 | 0 | 71.8425 | 90 | 0 | 0 | 0.49496 | 0.49496 | 0.49496 | 0 | 0 | 1.1102e-16 | 0 | 0 | 0.52101 | 0.49496 | 0 | 0 | 0.66421 | 6.0061 | 0 | 0.52101 | -0.52101 | 21.1242 | 91.7712 | 0 | 4.8558 | 4.8558 | 0.5785 | 4.8558 | 0 | 0.54445 | 0 | 0 | 6.0061
2025-11-22 18:00 | 0 | 0 | 78.8166 | 90 | 0 | 0 | 0.78934 | 0.78934 | 0.78934 | 0 | 0 | 0 | 0 | 0 | 0.83089 | 0.78934 | 0 | 0 | 1.1688 | 6.0061 | 0 | 0.83089 | -0.83089 | 20.1953 | 87.7354 | 0 | 7.7439 | 7.7439 | 0.92258 | 7.7439 | 0 | 0.86828 | 0 | 0 | 6.0061
2025-11-22 19:00 | 0 | 0 | 85.7844 | 90 | 0 | 0 | 0.79776 | 0.79776 | 0.79776 | 0 | 0 | 1.1102e-16 | 0 | 0 | 0.83974 | 0.79776 | 0 | 0 | 1.8499 | 6.0061 | 0 | 0.83974 | -0.83974 | 19.2564 | 83.6567 | 0 | 7.8265 | 7.8265 | 0.93242 | 7.8265 | 0 | 0.87753 | 0 | 0 | 6.0061
2025-11-22 20:00 | 0 | 0 | 93.6188 | 90 | 0 | 0 | 0.49017 | 0.49017 | 0.49017 | 0 | 0 | 5.5511e-17 | 0 | 0 | 0.51597 | 0.49017 | 0 | 0 | 2.4468 | 6.0061 | 0 | 0.51597 | -0.51597 | 18.6795 | 81.1505 | 0 | 4.8089 | 4.8089 | 0.57291 | 4.8089 | 0 | 0.53919 | 0 | 0 | 6.0061
2025-11-22 21:00 | 0 | 0 | 104.2165 | 90 | 0 | 0 | 0.68008 | 0.68008 | 0.68008 | 0 | 0 | 1.1102e-16 | 0 | 0 | 0.71588 | 0.68008 | 0 | 0 | 2.7115 | 6.0061 | 0 | 0.71588 | -0.71588 | 17.8792 | 77.6734 | 0 | 6.672 | 6.672 | 0.79488 | 6.672 | 0 | 0.74809 | 0 | 0 | 6.0061
2025-11-22 22:00 | 0 | 0 | 123.7659 | 90 | 0 | 0 | 0.67643 | 0.67643 | 0.67643 | 0 | 0 | 1.1102e-16 | 0 | 0 | 0.71203 | 0.67643 | 0 | 0 | 3.1874 | 6.0061 | 0 | 0.71203 | -0.71203 | 17.0831 | 74.215 | 0 | 6.6362 | 6.6362 | 0.79061 | 6.6362 | 0 | 0.74407 | 0 | 0 | 6.0061
2025-11-22 23:00 | 0 | 0 | 174.4877 | 90 | 0 | 0 | 0.62921 | 0.62921 | 0.62921 | 0 | 0 | 1.1102e-16 | 0 | 0 | 0.66232 | 0.62921 | 0 | 0 | 3.6428 | 6.0061 | 0 | 0.66232 | -0.66232 | 16.3426 | 70.998 | 0 | 6.1729 | 6.1729 | 0.73542 | 6.1729 | 0 | 0.69213 | 0 | 0 | 6.0061
2025-11-23 | 0 | 0 | -128.2748 | 90 | 0 | 0 | 0.34715 | 0.34715 | 0.34715 | 0 | 0 | 0 | 0 | 0 | 0.36542 | 0.34715 | 0 | 0 | 4.0468 | 6.0061 | 0 | 0.36542 | -0.36542 | 15.9341 | 69.2231 | 0 | 3.4062 | 3.4062 | 0.4058 | 3.4062 | 0 | 0.38186 | 0 | 0 | 6.0061
2025-11-23 01:00 | 0 | 0 | -106.0368 | 90 | 0 | 0 | 0.2551 | 0.2551 | 0.2551 | 0 | 0 | 0 | 0 | 0 | 0.26852 | 0.2551 | 0 | 0 | 4.1892 | 6.0061 | 0 | 0.26852 | -0.26852 | 15.6338 | 67.9189 | 0 | 2.503 | 2.503 | 0.2982 | 2.503 | 0 | 0.28061 | 0 | 0 | 6.0061
2025-11-23 02:00 | 0 | 0 | -94.7478 | 90 | 0 | 0 | 0.19563 | 0.19563 | 0.19563 | 0 | 0 | 2.7756e-17 | 0 | 0 | 0.20592 | 0.19563 | 0 | 0 | 4.2925 | 5.748 | 0 | 0.20592 | -0.20592 | 15.4036 | 66.9187 | 0 | 1.9195 | 1.9195 | 0.22868 | 1.9195 | 0 | 0.21519 | 0 | 0 | 5.748
2025-11-23 03:00 | 0 | 0 | -86.7035 | 90 | 0 | 0 | 0.30116 | 0.30116 | 0.30116 | 0 | 0 | 0 | 0 | 0 | 0.31701 | 0.30116 | 0 | 0 | 4.3756 | 5.5421 | 0 | 0.31701 | -0.31701 | 15.0492 | 65.3789 | 0 | 2.955 | 2.955 | 0.35205 | 2.955 | 0 | 0.33128 | 0 | 0 | 5.5421
2025-11-23 04:00 | 0 | 0 | -79.7 | 90 | 0 | 0 | 0.22413 | 0.22413 | 0.22413 | 0 | 0 | 2.7756e-17 | 0 | 0 | 0.23593 | 0.22413 | 0 | 0 | 4.5838 | 5.2251 | 0 | 0.23593 | -0.23593 | 14.7854 | 64.233 | 0 | 2.1992 | 2.1992 | 0.262 | 2.1992 | 0 | 0.24655 | 0 | 0 | 5.2251
2025-11-23 05:00 | 0 | 0 | -72.7876 | 90 | 0 | 0 | 0.3479 | 0.3479 | 0.3479 | 0 | 0 | 0 | 0 | 0 | 0.36621 | 0.3479 | 0 | 0 | 4.7131 | 4.9892 | 0 | 0.36621 | -0.36621 | 14.376 | 62.4542 | 0 | 3.4136 | 3.4136 | 0.40669 | 3.4136 | 0 | 0.38269 | 0 | 0 | 4.9892
2025-11-23 06:00 | 0.018582 | 0.30729 | -65.3488 | 77.1072 | 0.047375 | 0.15066 | 0.29113 | 0.29113 | 0.29113 | 51.7502 | 0 | 0 | 0 | 0.15066 | 0.30645 | 0.29113 | 0 | 0 | 4.9692 | 4.6229 | 0 | 0.15579 | -0.15579 | 14.2018 | 61.6975 | 0 | 2.8566 | 2.8566 | 0.34032 | 2.8566 | 0 | 0.32024 | 0.12053 | 0 | 4.7736
2025-11-23 07:00 | 0.15792 | 11.4924 | -56.8158 | 63.208 | 0.28275 | 0.8992 | 0.26242 | 0.26242 | 0.26242 | 342.6513 | 0 | 0 | 0 | 0.8992 | 0.27624 | 0.26242 | 0 | 0 | 5.0207 | 4.4671 | 0.62297 | 0 | 0.62297 | 14.759 | 64.1182 | 0 | 2.5749 | 2.5749 | 0.30677 | 2.5749 | 0 | 0.28867 | 0.71936 | 0 | 5.3663
2025-11-23 08:00 | 0.30857 | 21.5276 | -46.5678 | 49.6345 | 0.47629 | 1.5147 | 0.22949 | 0.22949 | 0.22949 | 660.0136 | 0 | 0 | 0 | 1.5147 | 0.24157 | 0.22949 | 0 | 0 | 4.511 | 4.9655 | 1.2731 | 0 | 1.2731 | 15.8977 | 69.0651 | 0 | 2.2518 | 2.2518 | 0.26827 | 2.2518 | 0 | 0.25244 | 1.2118 | 0 | 6.4802
2025-11-23 09:00 | 0.54242 | 29.8063 | -33.9737 | 36.8286 | 0.8606 | 2.7369 | 0.27458 | 0.27458 | 0.27458 | 996.7506 | 0 | 0 | 0 | 2.7369 | 0.28903 | 0.27458 | 0 | 0 | 3.647 | 5.984 | 2.4478 | 0 | 2.4478 | 18.0871 | 78.5767 | 0 | 2.6942 | 2.6942 | 0.32097 | 2.6942 | 0 | 0.30204 | 2.1895 | 0 | 8.7209
2025-11-23 10:00 | 0.62581 | 35.5019 | -18.7142 | 26.0179 | 0.9547 | 3.0361 | 0.24039 | 0.24039 | 0.24039 | 1263.02 | 0.71364 | 0 | 0 | 3.0361 | 0.25304 | 0.24039 | 0 | 0 | 2.0694 | 6.0061 | 2.0694 | 0 | 2.0694 | 19.9381 | 86.6179 | 0 | 2.3587 | 2.3587 | 0.281 | 2.3587 | 0 | 0.26442 | 2.4289 | 0 | 9.0423
2025-11-23 11:00 | 0.66449 | 37.7509 | -1.4287 | 20.6682 | 1.0024 | 3.1879 | 0.24883 | 0.24883 | 0.24883 | 1281.146 | 1.9609 | 0 | 0 | 3.1879 | 0.26193 | 0.24883 | 0 | 0 | 0.96506 | 6.0061 | 0.96506 | 0 | 0.96506 | 20.8012 | 90.3679 | 0 | 2.4416 | 2.4416 | 0.29088 | 2.4416 | 0 | 0.27372 | 2.5503 | 0 | 9.1941
2025-11-23 12:00 | 0.67775 | 36.116 | 16.0331 | 24.6515 | 1.0342 | 3.2889 | 0.78397 | 0.78397 | 0.78397 | 419.5108 | 1.769 | 0 | 0 | 3.2889 | 0.82524 | 0.78397 | 0 | 0 | 0.69463 | 6.0061 | 0.69463 | 0 | 0.69463 | 21.4225 | 93.067 | 0 | 7.6913 | 7.6913 | 0.91631 | 7.6913 | 0 | 0.86237 | 2.6311 | 0 | 9.295
2025-11-23 13:00 | 0.61574 | 30.9214 | 31.6963 | 34.9005 | 0.97307 | 3.0945 | 0.61577 | 0.61577 | 0.61577 | 502.544 | 1.9464 | 0 | 0 | 3.0945 | 0.64818 | 0.61577 | 0 | 0 | 0.49998 | 6.0061 | 0.49998 | 0 | 0.49998 | 21.8697 | 95.0098 | 0 | 6.0411 | 6.0411 | 0.71971 | 6.0411 | 0 | 0.67735 | 2.4756 | 0 | 9.1007
2025-11-23 14:00 | 0.42824 | 22.9978 | 44.7141 | 47.5038 | 0.72765 | 2.314 | 0.49626 | 0.49626 | 0.49626 | 466.3001 | 1.4318 | 0 | 0 | 2.314 | 0.52237 | 0.49626 | 0 | 0 | 0.35988 | 6.0061 | 0.35988 | 0 | 0.35988 | 22.1916 | 96.4081 | 0 | 4.8686 | 4.8686 | 0.58002 | 4.8686 | 0 | 0.54588 | 1.8512 | 0 | 8.3202
2025-11-23 15:00 | 0.22152 | 13.1983 | 55.2993 | 60.9941 | 0.44224 | 1.4064 | 0.8289 | 0.8289 | 0.8289 | 169.6712 | 0.27485 | 0 | 0 | 1.4064 | 0.87253 | 0.8289 | 0 | 0 | 0.25903 | 6.0061 | 0.25903 | 0 | 0.25903 | 22.4233 | 97.4146 | 0 | 8.132 | 8.132 | 0.96882 | 8.132 | 0 | 0.91179 | 1.1251 | 0 | 7.4126
2025-11-23 16:00 | 0.044254 | 2.1664 | 64.0647 | 74.858 | 0.19378 | 0.61626 | 0.50155 | 0.50155 | 0.50155 | 122.8705 | 0 | 0 | 0 | 0.61626 | 0.52795 | 0.50155 | 0 | 0 | 0.18644 | 6.0061 | 0.088309 | 0 | 0.088309 | 22.5023 | 97.7578 | 0 | 4.9205 | 4.9205 | 0.58621 | 4.9205 | 0 | 0.5517 | 0.493 | 0 | 6.6224
2025-11-23 17:00 | 0 | 0 | 71.6405 | 90 | 0 | 0 | 0.39814 | 0.39814 | 0.39814 | 0 | 0 | 0 | 0 | 0 | 0.4191 | 0.39814 | 0 | 0 | 0.20462 | 6.0061 | 0 | 0.4191 | -0.4191 | 22.0337 | 95.7222 | 0 | 3.906 | 3.906 | 0.46535 | 3.906 | 0 | 0.43796 | 0 | 0 | 6.0061
2025-11-23 18:00 | 0 | 0 | 78.5993 | 90 | 0 | 0 | 0.49838 | 0.49838 | 0.49838 | 0 | 0 | 5.5511e-17 | 0 | 0 | 0.52461 | 0.49838 | 0 | 0 | 0.62711 | 6.0061 | 0 | 0.52461 | -0.52461 | 21.4472 | 93.1741 | 0 | 4.8894 | 4.8894 | 0.5825 | 4.8894 | 0 | 0.54821 | 0 | 0 | 6.0061
2025-11-23 19:00 | 0 | 0 | 85.5382 | 90 | 0 | 0 | 0.67795 | 0.67795 | 0.67795 | 0 | 0 | 0 | 0 | 0 | 0.71363 | 0.67795 | 0 | 0 | 1.0533 | 6.0061 | 0 | 0.71363 | -0.71363 | 20.6493 | 89.7079 | 0 | 6.6511 | 6.6511 | 0.79238 | 6.6511 | 0 | 0.74574 | 0 | 0 | 6.0061
2025-11-23 20:00 | 0 | 0 | 93.3195 | 90 | 0 | 0 | 0.7827 | 0.7827 | 0.7827 | 0 | 0 | 1.1102e-16 | 0 | 0 | 0.8239 | 0.7827 | 0 | 0 | 1.593 | 6.0061 | 0 | 0.8239 | -0.8239 | 19.7282 | 85.7061 | 0 | 7.6788 | 7.6788 | 0.91482 | 7.6788 | 0 | 0.86097 | 0 | 0 | 6.0061
2025-11-23 21:00 | 0 | 0 | 103.8147 | 90 | 0 | 0 | 0.48705 | 0.48705 | 0.48705 | 0 | 0 | 0 | 0 | 0 | 0.51268 | 0.48705 | 0 | 0 | 2.178 | 6.0061 | 0 | 0.51268 | -0.51268 | 19.155 | 83.216 | 0 | 4.7782 | 4.7782 | 0.56926 | 4.7782 | 0 | 0.53575 | 0 | 0 | 6.0061
2025-11-23 22:00 | 0 | 0 | 123.1653 | 90 | 0 | 0 | 0.65232 | 0.65232 | 0.65232 | 0 | 0 | 1.1102e-16 | 0 | 0 | 0.68666 | 0.65232 | 0 | 0 | 2.4432 | 6.0061 | 0 | 0.68666 | -0.68666 | 18.3873 | 79.8808 | 0 | 6.3997 | 6.3997 | 0.76243 | 6.3997 | 0 | 0.71756 | 0 | 0 | 6.0061
2025-11-23 23:00 | 0 | 0 | 174.0786 | 90 | 0 | 0 | 0.57746 | 0.57746 | 0.57746 | 0 | 0 | 0 | 0 | 0 | 0.60786 | 0.57746 | 0 | 0 | 2.8949 | 6.0061 | 0 | 0.60786 | -0.60786 | 17.7077 | 76.9284 | 0 | 5.6653 | 5.6653 | 0.67494 | 5.6653 | 0 | 0.63521 | 0 | 0 | 6.0061
2025-11-24 | 0 | 0 | -127.9548 | 90 | 0 | 0 | 0.33529 | 0.33529 | 0.33529 | 0 | 0 | 5.5511e-17 | 0 | 0 | 0.35293 | 0.33529 | 0 | 0 | 3.2622 | 6.0061 | 0 | 0.35293 | -0.35293 | 17.3131 | 75.2141 | 0 | 3.2898 | 3.2898 | 0.39194 | 3.2898 | 0 | 0.36881 | 0 | 0 | 6.0061
2025-11-24 01:00 | 0 | 0 | -105.7497 | 90 | 0 | 0 | 0.29153 | 0.29153 | 0.29153 | 0 | 0 | 0 | 0 | 0 | 0.30688 | 0.29153 | 0 | 0 | 3.4072 | 6.0061 | 0 | 0.30688 | -0.30688 | 16.97 | 73.7236 | 0 | 2.8606 | 2.8606 | 0.3408 | 2.8606 | 0 | 0.32069 | 0 | 0 | 6.0061
2025-11-24 02:00 | 0 | 0 | -94.5253 | 90 | 0 | 0 | 0.38744 | 0.38744 | 0.38744 | 0 | 0 | 0 | 0 | 0 | 0.40783 | 0.38744 | 0 | 0 | 3.5529 | 6.0061 | 0 | 0.40783 | -0.40783 | 16.514 | 71.7427 | 0 | 3.8015 | 3.8015 | 0.4529 | 3.8015 | 0 | 0.42618 | 0 | 0 | 6.0061
2025-11-24 03:00 | 0 | 0 | -86.5227 | 90 | 0 | 0 | 0.23061 | 0.23061 | 0.23061 | 0 | 0 | 0 | 0 | 0 | 0.24274 | 0.23061 | 0 | 0 | 3.8146 | 6.0061 | 0 | 0.24274 | -0.24274 | 16.2426 | 70.5637 | 0 | 2.2627 | 2.2627 | 0.26957 | 2.2627 | 0 | 0.25367 | 0 | 0 | 6.0061
2025-11-24 04:00 | 0 | 0 | -79.546 | 90 | 0 | 0 | 0.34034 | 0.34034 | 0.34034 | 0 | 0 | 0 | 0 | 0 | 0.35825 | 0.34034 | 0 | 0 | 3.9239 | 6.0061 | 0 | 0.35825 | -0.35825 | 15.8421 | 68.8236 | 0 | 3.3394 | 3.3394 | 0.39785 | 3.3394 | 0 | 0.37438 | 0 | 0 | 6.0061
2025-11-24 05:00 | 0 | 0 | -72.6524 | 90 | 0 | 0 | 0.38875 | 0.38875 | 0.38875 | 0 | 0 | 0 | 0 | 0 | 0.40921 | 0.38875 | 0 | 0 | 4.1603 | 5.9343 | 0 | 0.40921 | -0.40921 | 15.3846 | 66.836 | 0 | 3.8144 | 3.8144 | 0.45444 | 3.8144 | 0 | 0.42762 | 0 | 0 | 5.9343
2025-11-24 06:00 | 0.02114 | 0.14829 | -65.2287 | 77.1874 | 0.075364 | 0.23967 | 0.3463 | 0.3463 | 0.3463 | 69.2092 | 0 | 0 | 0 | 0.23967 | 0.36453 | 0.3463 | 0 | 0 | 4.4349 | 5.5251 | 0 | 0.12485 | -0.12485 | 15.245 | 66.2296 | 0 | 3.3979 | 3.3979 | 0.40481 | 3.3979 | 0 | 0.38093 | 0.19174 | 0 | 5.7647
2025-11-24 07:00 | 0.23713 | 11.3214 | -56.7115 | 63.3069 | 0.53157 | 1.6905 | 0.2605 | 0.2605 | 0.2605 | 648.9469 | 0 | 0 | 0 | 1.6905 | 0.27421 | 0.2605 | 0 | 0 | 4.4433 | 5.4002 | 1.4163 | 0 | 1.4163 | 16.5117 | 71.7328 | 0 | 2.556 | 2.556 | 0.30451 | 2.556 | 0 | 0.28655 | 1.3524 | 0 | 7.0907
2025-11-24 08:00 | 0.41965 | 21.3437 | -46.4855 | 49.7558 | 0.73323 | 2.3318 | 0.28416 | 0.28416 | 0.28416 | 820.6011 | 0 | 0 | 0 | 2.3318 | 0.29911 | 0.28416 | 0 | 0 | 3.3624 | 6.0061 | 2.0327 | 0 | 2.0327 | 18.3298 | 79.6312 | 0 | 2.7882 | 2.7882 | 0.33217 | 2.7882 | 0 | 0.31257 | 1.8654 | 0 | 8.3379
2025-11-24 09:00 | 0.59052 | 29.6113 | -33.9268 | 36.979 | 0.94474 | 3.0044 | 0.39651 | 0.39651 | 0.39651 | 757.7202 | 0.53657 | 0 | 0 | 3.0044 | 0.41738 | 0.39651 | 0 | 0 | 2.0505 | 6.0061 | 2.0505 | 0 | 2.0505 | 20.1638 | 87.5987 | 0 | 3.8906 | 3.8906 | 0.46351 | 3.8906 | 0 | 0.43616 | 2.4035 | 0 | 9.0106
2025-11-24 10:00 | 0.71473 | 35.3028 | -18.7218 | 26.2043 | 1.1015 | 3.503 | 0.28788 | 0.28788 | 0.28788 | 1216.843 | 2.3057 | 0 | 0 | 3.503 | 0.30303 | 0.28788 | 0 | 0 | 0.89433 | 6.0061 | 0.89433 | 0 | 0.89433 | 20.9637 | 91.0738 | 0 | 2.8247 | 2.8247 | 0.33652 | 2.8247 | 0 | 0.31667 | 2.8024 | 0 | 9.5092
2025-11-24 11:00 | 0.75786 | 37.5608 | -1.5041 | 20.8604 | 1.154 | 3.6699 | 0.44613 | 0.44613 | 0.44613 | 822.6085 | 2.5566 | 0 | 0 | 3.6699 | 0.46961 | 0.44613 | 0 | 0 | 0.64372 | 6.0061 | 0.64372 | 0 | 0.64372 | 21.5395 | 93.5751 | 0 | 4.3775 | 4.3775 | 0.52152 | 4.3775 | 0 | 0.49075 | 2.9359 | 0 | 9.6761
2025-11-24 12:00 | 0.68084 | 35.9494 | 15.898 | 24.7702 | 1.0423 | 3.3147 | 0.56131 | 0.56131 | 0.56131 | 590.5312 | 2.2605 | 0 | 0 | 3.3147 | 0.59086 | 0.56131 | 0 | 0 | 0.46333 | 6.0061 | 0.46333 | 0 | 0.46333 | 21.9539 | 95.3755 | 0 | 5.5068 | 5.5068 | 0.65606 | 5.5068 | 0 | 0.61744 | 2.6518 | 0 | 9.3209
2025-11-24 13:00 | 0.66681 | 30.7862 | 31.5258 | 34.9489 | 1.0617 | 3.3764 | 0.69312 | 0.69312 | 0.69312 | 487.1312 | 2.3133 | 0 | 0 | 3.3764 | 0.7296 | 0.69312 | 0 | 0 | 0.3335 | 6.0061 | 0.3335 | 0 | 0.3335 | 22.2522 | 96.6714 | 0 | 6.7999 | 6.7999 | 0.81012 | 6.7999 | 0 | 0.76243 | 2.7011 | 0 | 9.3826
2025-11-24 14:00 | 0.4983 | 22.8938 | 44.5295 | 47.5091 | 0.85733 | 2.7265 | 0.48957 | 0.48957 | 0.48957 | 556.9114 | 1.9711 | 0 | 0 | 2.7265 | 0.51534 | 0.48957 | 0 | 0 | 0.24005 | 6.0061 | 0.24005 | 0 | 0.24005 | 22.4669 | 97.6041 | 0 | 4.803 | 4.803 | 0.57221 | 4.803 | 0 | 0.53853 | 2.1812 | 0 | 8.7326
2025-11-24 15:00 | 0.24459 | 13.1209 | 55.1107 | 60.9711 | 0.50878 | 1.618 | 0.48465 | 0.48465 | 0.48465 | 333.8473 | 0.93506 | 0 | 0 | 1.618 | 0.51016 | 0.48465 | 0 | 0 | 0.17278 | 6.0061 | 0.17278 | 0 | 0.17278 | 22.6214 | 98.2755 | 0 | 4.7547 | 4.7547 | 0.56646 | 4.7547 | 0 | 0.53312 | 1.2944 | 0 | 7.6241
2025-11-24 16:00 | 0.038258 | 2.1104 | 63.8733 | 74.8136 | 0.14192 | 0.45132 | 0.63671 | 0.63671 | 0.63671 | 70.8842 | 0 | 0 | 0 | 0.45132 | 0.67022 | 0.63671 | 0 | 0 | 0.12436 | 6.0061 | 0 | 0.21889 | -0.21889 | 22.3767 | 97.2123 | 0 | 6.2465 | 6.2465 | 0.74418 | 6.2465 | 0 | 0.70038 | 0.36106 | 0 | 6.4575
2025-11-24 17:00 | 0 | 0 | 71.4424 | 90 | 0 | 0 | 0.5455 | 0.5455 | 0.5455 | 0 | 0 | 0 | 0 | 0 | 0.57421 | 0.5455 | 0 | 0 | 0.3751 | 6.0061 | 0 | 0.57421 | -0.57421 | 21.7347 | 94.4233 | 0 | 5.3517 | 5.3517 | 0.63758 | 5.3517 | 0 | 0.60005 | 0 | 0 | 6.0061
2025-11-24 18:00 | 0 | 0 | 78.3865 | 90 | 0 | 0 | 0.77648 | 0.77648 | 0.77648 | 0 | 0 | 1.1102e-16 | 0 | 0 | 0.81735 | 0.77648 | 0 | 0 | 0.88014 | 6.0061 | 0 | 0.81735 | -0.81735 | 20.8209 | 90.4533 | 0 | 7.6178 | 7.6178 | 0.90755 | 7.6178 | 0 | 0.85413 | 0 | 0 | 6.0061
2025-11-24 19:00 | 0 | 0 | 85.2973 | 90 | 0 | 0 | 0.43854 | 0.43854 | 0.43854 | 0 | 0 | 0 | 0 | 0 | 0.46162 | 0.43854 | 0 | 0 | 1.5203 | 6.0061 | 0 | 0.46162 | -0.46162 | 20.3048 | 88.2112 | 0 | 4.3023 | 4.3023 | 0.51256 | 4.3023 | 0 | 0.48239 | 0 | 0 | 6.0061
2025-11-24 20:00 | 0 | 0 | 93.0265 | 90 | 0 | 0 | 0.52705 | 0.52705 | 0.52705 | 0 | 0 | 1.1102e-16 | 0 | 0 | 0.55479 | 0.52705 | 0 | 0 | 1.7674 | 6.0061 | 0 | 0.55479 | -0.55479 | 19.6845 | 85.5165 | 0 | 5.1707 | 5.1707 | 0.61601 | 5.1707 | 0 | 0.57975 | 0 | 0 | 6.0061
2025-11-24 21:00 | 0 | 0 | 103.4203 | 90 | 0 | 0 | 0.49223 | 0.49223 | 0.49223 | 0 | 0 | 0 | 0 | 0 | 0.51814 | 0.49223 | 0 | 0 | 2.1208 | 6.0061 | 0 | 0.51814 | -0.51814 | 19.1052 | 82.9998 | 0 | 4.8291 | 4.8291 | 0.57532 | 4.8291 | 0 | 0.54145 | 0 | 0 | 6.0061
2025-11-24 22:00 | 0 | 0 | 122.5694 | 90 | 0 | 0 | 0.75689 | 0.75689 | 0.75689 | 0 | 0 | 1.1102e-16 | 0 | 0 | 0.79673 | 0.75689 | 0 | 0 | 2.4368 | 6.0061 | 0 | 0.79673 | -0.79673 | 18.2145 | 79.13 | 0 | 7.4255 | 7.4255 | 0.88465 | 7.4255 | 0 | 0.83258 | 0 | 0 | 6.0061
2025-11-24 23:00 | 0 | 0 | 173.6452 | 90 | 0 | 0 | 0.62017 | 0.62017 | 0.62017 | 0 | 0 | 1.1102e-16 | 0 | 0 | 0.65281 | 0.62017 | 0 | 0 | 3.0064 | 6.0061 | 0 | 0.65281 | -0.65281 | 17.4846 | 75.9592 | 0 | 6.0842 | 6.0842 | 0.72485 | 6.0842 | 0 | 0.68219 | 0 | 0 | 6.0061
2025-11-25 | 0 | 0 | -127.6501 | 90 | 0 | 0 | 0.35813 | 0.35813 | 0.35813 | 0 | 0 | 5.5511e-17 | 0 | 0 | 0.37698 | 0.35813 | 0 | 0 | 3.4055 | 6.0061 | 0 | 0.37698 | -0.37698 | 17.0631 | 74.1282 | 0 | 3.514 | 3.514 | 0.41864 | 3.514 | 0 | 0.39394 | 0 | 0 | 6.0061
2025-11-25 01:00 | 0 | 0 | -105.474 | 90 | 0 | 0 | 0.3237 | 0.3237 | 0.3237 | 0 | 0 | 0 | 0 | 0 | 0.34074 | 0.3237 | 0 | 0 | 3.5613 | 6.0061 | 0 | 0.34074 | -0.34074 | 16.6822 | 72.4732 | 0 | 3.1762 | 3.1762 | 0.3784 | 3.1762 | 0 | 0.35607 | 0 | 0 | 6.0061
2025-11-25 02:00 | 0 | 0 | -94.3119 | 90 | 0 | 0 | 0.37395 | 0.37395 | 0.37395 | 0 | 0 | 0 | 0 | 0 | 0.39363 | 0.37395 | 0 | 0 | 3.729 | 6.0061 | 0 | 0.39363 | -0.39363 | 16.2421 | 70.5613 | 0 | 3.6692 | 3.6692 | 0.43714 | 3.6692 | 0 | 0.41135 | 0 | 0 | 6.0061
2025-11-25 03:00 | 0 | 0 | -86.3495 | 90 | 0 | 0 | 0.43373 | 0.43373 | 0.43373 | 0 | 0 | 5.5511e-17 | 0 | 0 | 0.45656 | 0.43373 | 0 | 0 | 3.9691 | 6.0061 | 0 | 0.45656 | -0.45656 | 15.7316 | 68.3437 | 0 | 4.2558 | 4.2558 | 0.50702 | 4.2558 | 0 | 0.4771 | 0 | 0 | 6.0061
2025-11-25 04:00 | 0 | 0 | -79.399 | 90 | 0 | 0 | 0.36895 | 0.36895 | 0.36895 | 0 | 0 | 5.5511e-17 | 0 | 0 | 0.38837 | 0.36895 | 0 | 0 | 4.2684 | 5.8355 | 0 | 0.38837 | -0.38837 | 15.2974 | 66.4574 | 0 | 3.6201 | 3.6201 | 0.43129 | 3.6201 | 0 | 0.40584 | 0 | 0 | 5.8355
2025-11-25 05:00 | 0 | 0 | -72.5237 | 90 | 0 | 0 | 0.29996 | 0.29996 | 0.29996 | 0 | 0 | 0 | 0 | 0 | 0.31575 | 0.29996 | 0 | 0 | 4.4981 | 5.4471 | 0 | 0.31575 | -0.31575 | 14.9444 | 64.9237 | 0 | 2.9432 | 2.9432 | 0.35065 | 2.9432 | 0 | 0.32996 | 0 | 0 | 5.4471
2025-11-25 06:00 | 0.022916 | 0 | -65.1151 | 90 | 0 | 0 | 0.27324 | 0.27324 | 0.27324 | 0 | 0 | 0 | 0 | 0 | 0.28762 | 0.27324 | 0 | 0 | 4.6695 | 5.1314 | 0 | 0.28762 | -0.28762 | 14.6228 | 63.5267 | 0 | 2.681 | 2.681 | 0.31941 | 2.681 | 0 | 0.30056 | 0 | 0 | 5.1314
2025-11-25 07:00 | 0.17673 | 11.1523 | -56.6138 | 63.4073 | 0.36781 | 1.1697 | 0.38727 | 0.38727 | 0.38727 | 302.0305 | 0 | 0 | 0 | 1.1697 | 0.40766 | 0.38727 | 0 | 0 | 4.8298 | 4.8437 | 0.76203 | 0 | 0.76203 | 15.3044 | 66.4877 | 0 | 3.8 | 3.8 | 0.45271 | 3.8 | 0 | 0.426 | 0.93575 | 0 | 6.0134
2025-11-25 08:00 | 0.32961 | 21.1627 | -46.4098 | 49.8778 | 0.54239 | 1.7249 | 0.37955 | 0.37955 | 0.37955 | 454.4613 | 0 | 0 | 0 | 1.7249 | 0.39952 | 0.37955 | 0 | 0 | 4.1958 | 5.4534 | 1.3254 | 0 | 1.3254 | 16.4899 | 71.6377 | 0 | 3.7241 | 3.7241 | 0.44368 | 3.7241 | 0 | 0.4175 | 1.3799 | 0 | 7.1783
2025-11-25 09:00 | 0.4309 | 29.4203 | -33.8861 | 37.1289 | 0.63763 | 2.0278 | 0.24913 | 0.24913 | 0.24913 | 813.9508 | 0 | 0 | 0 | 2.0278 | 0.26224 | 0.24913 | 0 | 0 | 3.3008 | 6.0061 | 1.7655 | 0 | 1.7655 | 18.069 | 78.4981 | 0 | 2.4444 | 2.4444 | 0.29122 | 2.4444 | 0 | 0.27404 | 1.6222 | 0 | 8.0339
2025-11-25 10:00 | 0.61404 | 35.1088 | -18.7344 | 26.3877 | 0.94144 | 2.9939 | 0.4572 | 0.4572 | 0.4572 | 654.836 | 0.29058 | 0 | 0 | 2.9939 | 0.48127 | 0.4572 | 0 | 0 | 2.2221 | 6.0061 | 2.2221 | 0 | 2.2221 | 20.0565 | 87.1325 | 0 | 4.4861 | 4.4861 | 0.53446 | 4.4861 | 0 | 0.50293 | 2.3952 | 0 | 9.0001
2025-11-25 11:00 | 0.78515 | 37.3767 | -1.5824 | 21.0468 | 1.2012 | 3.8201 | 0.31361 | 0.31361 | 0.31361 | 1218.126 | 2.5621 | 0 | 0 | 3.8201 | 0.33011 | 0.31361 | 0 | 0 | 0.92795 | 6.0061 | 0.92795 | 0 | 0.92795 | 20.8865 | 90.7382 | 0 | 3.0771 | 3.0771 | 0.3666 | 3.0771 | 0 | 0.34497 | 3.0561 | 0 | 9.8263
2025-11-25 12:00 | 0.6903 | 35.7892 | 15.7623 | 24.8833 | 1.0606 | 3.373 | 0.80471 | 0.80471 | 0.80471 | 419.1592 | 1.858 | 0 | 0 | 3.373 | 0.84706 | 0.80471 | 0 | 0 | 0.66792 | 6.0061 | 0.66792 | 0 | 0.66792 | 21.4839 | 93.3336 | 0 | 7.8947 | 7.8947 | 0.94055 | 7.8947 | 0 | 0.88518 | 2.6984 | 0 | 9.3792
2025-11-25 13:00 | 0.60862 | 30.6574 | 31.3566 | 34.9928 | 0.96775 | 3.0776 | 0.74351 | 0.74351 | 0.74351 | 413.9291 | 1.8142 | 0 | 0 | 3.0776 | 0.78264 | 0.74351 | 0 | 0 | 0.48076 | 6.0061 | 0.48076 | 0 | 0.48076 | 21.9139 | 95.2016 | 0 | 7.2943 | 7.2943 | 0.86901 | 7.2943 | 0 | 0.81786 | 2.4621 | 0 | 9.0837
2025-11-25 14:00 | 0.42512 | 22.7959 | 44.3474 | 47.5106 | 0.72809 | 2.3154 | 0.70854 | 0.70854 | 0.70854 | 326.7877 | 1.2236 | 0 | 0 | 2.3154 | 0.74584 | 0.70854 | 0 | 0 | 0.34604 | 6.0061 | 0.34604 | 0 | 0.34604 | 22.2234 | 96.5462 | 0 | 6.9512 | 6.9512 | 0.82815 | 6.9512 | 0 | 0.7794 | 1.8523 | 0 | 8.3216
2025-11-25 15:00 | 0.26002 | 13.0494 | 54.9253 | 60.9447 | 0.54702 | 1.7396 | 0.83412 | 0.83412 | 0.83412 | 208.5575 | 0.61252 | 0 | 0 | 1.7396 | 0.87802 | 0.83412 | 0 | 0 | 0.24907 | 6.0061 | 0.24907 | 0 | 0.24907 | 22.4462 | 97.514 | 0 | 8.1832 | 8.1832 | 0.97491 | 8.1832 | 0 | 0.91753 | 1.3917 | 0 | 7.7458
2025-11-25 16:00 | 0.054578 | 2.0599 | 63.6856 | 74.7662 | 0.26307 | 0.83661 | 0.54793 | 0.54793 | 0.54793 | 152.6856 | 0.080564 | 0 | 0 | 0.83661 | 0.57677 | 0.54793 | 0 | 0 | 0.17928 | 6.0061 | 0.17928 | 0 | 0.17928 | 22.6065 | 98.2107 | 0 | 5.3755 | 5.3755 | 0.64042 | 5.3755 | 0 | 0.60272 | 0.66928 | 0 | 6.8428
2025-11-25 17:00 | 0 | 0 | 71.2484 | 90 | 0 | 0 | 0.62326 | 0.62326 | 0.62326 | 0 | 0 | 1.1102e-16 | 0 | 0 | 0.65606 | 0.62326 | 0 | 0 | 0.12904 | 6.0061 | 0 | 0.65606 | -0.65606 | 21.873 | 95.0241 | 0 | 6.1146 | 6.1146 | 0.72847 | 6.1146 | 0 | 0.68559 | 0 | 0 | 6.0061
2025-11-25 18:00 | 0 | 0 | 78.1783 | 90 | 0 | 0 | 0.71334 | 0.71334 | 0.71334 | 0 | 0 | 1.1102e-16 | 0 | 0 | 0.75089 | 0.71334 | 0 | 0 | 0.77395 | 6.0061 | 0 | 0.75089 | -0.75089 | 21.0335 | 91.3769 | 0 | 6.9983 | 6.9983 | 0.83375 | 6.9983 | 0 | 0.78468 | 0 | 0 | 6.0061
2025-11-25 19:00 | 0 | 0 | 85.0618 | 90 | 0 | 0 | 0.6485 | 0.6485 | 0.6485 | 0 | 0 | 0 | 0 | 0 | 0.68264 | 0.6485 | 0 | 0 | 1.3709 | 6.0061 | 0 | 0.68264 | -0.68264 | 20.2703 | 88.0613 | 0 | 6.3622 | 6.3622 | 0.75797 | 6.3622 | 0 | 0.71335 | 0 | 0 | 6.0061
2025-11-25 20:00 | 0 | 0 | 92.74 | 90 | 0 | 0 | 0.80292 | 0.80292 | 0.80292 | 0 | 0 | 1.1102e-16 | 0 | 0 | 0.84518 | 0.80292 | 0 | 0 | 1.8337 | 6.0061 | 0 | 0.84518 | -0.84518 | 19.3254 | 83.9561 | 0 | 7.8771 | 7.8771 | 0.93845 | 7.8771 | 0 | 0.88321 | 0 | 0 | 6.0061
2025-11-25 21:00 | 0 | 0 | 103.0339 | 90 | 0 | 0 | 0.69642 | 0.69642 | 0.69642 | 0 | 0 | 1.1102e-16 | 0 | 0 | 0.73308 | 0.69642 | 0 | 0 | 2.4211 | 6.0061 | 0 | 0.73308 | -0.73308 | 18.5057 | 80.3955 | 0 | 6.8323 | 6.8323 | 0.81398 | 6.8323 | 0 | 0.76607 | 0 | 0 | 6.0061
2025-11-25 22:00 | 0 | 0 | 121.9792 | 90 | 0 | 0 | 0.75064 | 0.75064 | 0.75064 | 0 | 0 | 1.1102e-16 | 0 | 0 | 0.79014 | 0.75064 | 0 | 0 | 2.8734 | 6.0061 | 0 | 0.79014 | -0.79014 | 17.6223 | 76.5576 | 0 | 7.3642 | 7.3642 | 0.87734 | 7.3642 | 0 | 0.8257 | 0 | 0 | 6.0061
2025-11-25 23:00 | 0 | 0 | 173.1874 | 90 | 0 | 0 | 0.73441 | 0.73441 | 0.73441 | 0 | 0 | 1.1102e-16 | 0 | 0 | 0.77307 | 0.73441 | 0 | 0 | 3.3793 | 6.0061 | 0 | 0.77307 | -0.77307 | 16.758 | 72.8028 | 0 | 7.205 | 7.205 | 0.85838 | 7.205 | 0 | 0.80785 | 0 | 0 | 6.0061
2025-11-26 | 0 | 0 | -127.3613 | 90 | 0 | 0 | 0.25404 | 0.25404 | 0.25404 | 0 | 0 | 0 | 0 | 0 | 0.26741 | 0.25404 | 0 | 0 | 3.8619 | 6.0061 | 0 | 0.26741 | -0.26741 | 16.4591 | 71.5039 | 0 | 2.4927 | 2.4927 | 0.29697 | 2.4927 | 0 | 0.27945 | 0 | 0 | 6.0061
2025-11-26 01:00 | 0 | 0 | -105.2099 | 90 | 0 | 0 | 0.30246 | 0.30246 | 0.30246 | 0 | 0 | 5.5511e-17 | 0 | 0 | 0.31838 | 0.30246 | 0 | 0 | 3.8903 | 6.0061 | 0 | 0.31838 | -0.31838 | 16.1031 | 69.9575 | 0 | 2.9678 | 2.9678 | 0.35357 | 2.9678 | 0 | 0.33271 | 0 | 0 | 6.0061
2025-11-26 02:00 | 0 | 0 | -94.1075 | 90 | 0 | 0 | 0.25077 | 0.25077 | 0.25077 | 0 | 0 | 5.5511e-17 | 0 | 0 | 0.26397 | 0.25077 | 0 | 0 | 4.042 | 6.0061 | 0 | 0.26397 | -0.26397 | 15.808 | 68.6753 | 0 | 2.4606 | 2.4606 | 0.29315 | 2.4606 | 0 | 0.27585 | 0 | 0 | 6.0061
2025-11-26 03:00 | 0 | 0 | -86.1841 | 90 | 0 | 0 | 0.24419 | 0.24419 | 0.24419 | 0 | 0 | 0 | 0 | 0 | 0.25704 | 0.24419 | 0 | 0 | 4.1711 | 5.9038 | 0 | 0.25704 | -0.25704 | 15.5206 | 67.4269 | 0 | 2.396 | 2.396 | 0.28545 | 2.396 | 0 | 0.26861 | 0 | 0 | 5.9038
2025-11-26 04:00 | 0 | 0 | -79.259 | 90 | 0 | 0 | 0.35891 | 0.35891 | 0.35891 | 0 | 0 | 0 | 0 | 0 | 0.3778 | 0.35891 | 0 | 0 | 4.3138 | 5.6467 | 0 | 0.3778 | -0.3778 | 15.0982 | 65.5919 | 0 | 3.5216 | 3.5216 | 0.41955 | 3.5216 | 0 | 0.3948 | 0 | 0 | 5.6467
2025-11-26 05:00 | 0 | 0 | -72.4017 | 90 | 0 | 0 | 0.23844 | 0.23844 | 0.23844 | 0 | 0 | 2.7756e-17 | 0 | 0 | 0.25099 | 0.23844 | 0 | 0 | 4.5746 | 5.2689 | 0 | 0.25099 | -0.25099 | 14.8176 | 64.3728 | 0 | 2.3396 | 2.3396 | 0.27873 | 2.3396 | 0 | 0.26229 | 0 | 0 | 5.2689
2025-11-26 06:00 | 0.012672 | 0 | -65.008 | 90 | 0 | 0 | 0.26835 | 0.26835 | 0.26835 | 0 | 0 | 5.5511e-17 | 0 | 0 | 0.28248 | 0.26835 | 0 | 0 | 4.7073 | 5.0179 | 0 | 0.28248 | -0.28248 | 14.5018 | 63.0007 | 0 | 2.6331 | 2.6331 | 0.3137 | 2.6331 | 0 | 0.29519 | 0 | 0 | 5.0179
2025-11-26 07:00 | 0.18566 | 10.9855 | -56.5226 | 63.5091 | 0.40692 | 1.2941 | 0.28319 | 0.28319 | 0.28319 | 456.9696 | 0 | 0 | 0 | 1.2941 | 0.29809 | 0.28319 | 0 | 0 | 4.8814 | 4.7355 | 0.99599 | 0 | 0.99599 | 15.3926 | 66.8708 | 0 | 2.7786 | 2.7786 | 0.33104 | 2.7786 | 0 | 0.31151 | 1.0353 | 0 | 6.0295
2025-11-26 08:00 | 0.30872 | 20.9847 | -46.3406 | 50.0004 | 0.49163 | 1.5635 | 0.33923 | 0.33923 | 0.33923 | 460.8911 | 0 | 0 | 0 | 1.5635 | 0.35708 | 0.33923 | 0 | 0 | 4.0885 | 5.5322 | 1.2064 | 0 | 1.2064 | 16.4716 | 71.5585 | 0 | 3.3285 | 3.3285 | 0.39655 | 3.3285 | 0 | 0.37315 | 1.2508 | 0 | 7.0957
2025-11-26 09:00 | 0.45075 | 29.2333 | -33.8515 | 37.278 | 0.68793 | 2.1877 | 0.27822 | 0.27822 | 0.27822 | 786.3215 | 0 | 0 | 0 | 2.1877 | 0.29287 | 0.27822 | 0 | 0 | 3.3116 | 6.0061 | 1.8949 | 0 | 1.8949 | 18.1665 | 78.9215 | 0 | 2.73 | 2.73 | 0.32524 | 2.73 | 0 | 0.30605 | 1.7502 | 0 | 8.1939
2025-11-26 10:00 | 0.64367 | 34.92 | -18.752 | 26.568 | 0.99367 | 3.16 | 0.28663 | 0.28663 | 0.28663 | 1102.465 | 0.71861 | 0 | 0 | 3.16 | 0.30172 | 0.28663 | 0 | 0 | 2.1397 | 6.0061 | 2.1397 | 0 | 2.1397 | 20.0803 | 87.2357 | 0 | 2.8125 | 2.8125 | 0.33507 | 2.8125 | 0 | 0.3153 | 2.528 | 0 | 9.1662
2025-11-26 11:00 | 0.63831 | 37.1987 | -1.6636 | 21.2273 | 0.96761 | 3.0772 | 0.32223 | 0.32223 | 0.32223 | 954.9665 | 1.8175 | 0 | 0 | 3.0772 | 0.33919 | 0.32223 | 0 | 0 | 0.92051 | 6.0061 | 0.92051 | 0 | 0.92051 | 20.9036 | 90.8125 | 0 | 3.1617 | 3.1617 | 0.37667 | 3.1617 | 0 | 0.35445 | 2.4617 | 0 | 9.0833
2025-11-26 12:00 | 0.47092 | 35.6355 | 15.6261 | 24.9909 | 0.63981 | 2.0347 | 0.64011 | 0.64011 | 0.64011 | 317.8674 | 0.69834 | 0 | 0 | 2.0347 | 0.6738 | 0.64011 | 0 | 0 | 0.66256 | 6.0061 | 0.66256 | 0 | 0.66256 | 21.4962 | 93.3871 | 0 | 6.2799 | 6.2799 | 0.74816 | 6.2799 | 0 | 0.70412 | 1.6278 | 0 | 8.0408
2025-11-26 13:00 | 0.43759 | 30.5349 | 31.1888 | 35.0321 | 0.63655 | 2.0243 | 0.86116 | 0.86116 | 0.86116 | 235.072 | 0.64096 | 0 | 0 | 2.0243 | 0.90648 | 0.86116 | 0 | 0 | 0.4769 | 6.0061 | 0.4769 | 0 | 0.4769 | 21.9228 | 95.2401 | 0 | 8.4485 | 8.4485 | 1.0065 | 8.4485 | 0 | 0.94728 | 1.6195 | 0 | 8.0305
2025-11-26 14:00 | 0.3827 | 22.7041 | 44.1679 | 47.5081 | 0.64319 | 2.0455 | 0.72067 | 0.72067 | 0.72067 | 283.8267 | 0.94359 | 0 | 0 | 2.0455 | 0.7586 | 0.72067 | 0 | 0 | 0.34326 | 6.0061 | 0.34326 | 0 | 0.34326 | 22.2298 | 96.5739 | 0 | 7.0702 | 7.0702 | 0.84232 | 7.0702 | 0 | 0.79274 | 1.6364 | 0 | 8.0516
2025-11-26 15:00 | 0.22364 | 12.9837 | 54.743 | 60.9149 | 0.4597 | 1.4619 | 0.64761 | 0.64761 | 0.64761 | 225.7421 | 0.53316 | 0 | 0 | 1.4619 | 0.68169 | 0.64761 | 0 | 0 | 0.24707 | 6.0061 | 0.24707 | 0 | 0.24707 | 22.4508 | 97.534 | 0 | 6.3534 | 6.3534 | 0.75692 | 6.3534 | 0 | 0.71237 | 1.1695 | 0 | 7.4681
2025-11-26 16:00 | 0.040363 | 2.015 | 63.5015 | 74.716 | 0.16703 | 0.53117 | 0.72921 | 0.72921 | 0.72921 | 72.8422 | 0 | 0 | 0 | 0.53117 | 0.76759 | 0.72921 | 0 | 0 | 0.17784 | 6.0061 | 0 | 0.23642 | -0.23642 | 22.1864 | 96.3857 | 0 | 7.154 | 7.154 | 0.8523 | 7.154 | 0 | 0.80213 | 0.42494 | 0 | 6.5373
2025-11-26 17:00 | 0 | 0 | 71.0585 | 90 | 0 | 0 | 0.49052 | 0.49052 | 0.49052 | 0 | 0 | 0 | 0 | 0 | 0.51634 | 0.49052 | 0 | 0 | 0.46768 | 6.0061 | 0 | 0.51634 | -0.51634 | 21.6092 | 93.8778 | 0 | 4.8123 | 4.8123 | 0.57332 | 4.8123 | 0 | 0.53957 | 0 | 0 | 6.0061
2025-11-26 18:00 | 0 | 0 | 77.9749 | 90 | 0 | 0 | 0.79369 | 0.79369 | 0.79369 | 0 | 0 | 0 | 0 | 0 | 0.83547 | 0.79369 | 0 | 0 | 0.92834 | 6.0061 | 0 | 0.83547 | -0.83547 | 20.6751 | 89.8198 | 0 | 7.7866 | 7.7866 | 0.92767 | 7.7866 | 0 | 0.87306 | 0 | 0 | 6.0061
2025-11-26 19:00 | 0 | 0 | 84.8319 | 90 | 0 | 0 | 0.79296 | 0.79296 | 0.79296 | 0 | 0 | 1.1102e-16 | 0 | 0 | 0.83469 | 0.79296 | 0 | 0 | 1.5969 | 6.0061 | 0 | 0.83469 | -0.83469 | 19.7419 | 85.7656 | 0 | 7.7794 | 7.7794 | 0.92681 | 7.7794 | 0 | 0.87226 | 0 | 0 | 6.0061
2025-11-26 20:00 | 0 | 0 | 92.4603 | 90 | 0 | 0 | 0.74386 | 0.74386 | 0.74386 | 0 | 0 | 1.1102e-16 | 0 | 0 | 0.78301 | 0.74386 | 0 | 0 | 2.1813 | 6.0061 | 0 | 0.78301 | -0.78301 | 18.8664 | 81.9624 | 0 | 7.2977 | 7.2977 | 0.86942 | 7.2977 | 0 | 0.81824 | 0 | 0 | 6.0061
2025-11-26 21:00 | 0 | 0 | 102.6559 | 90 | 0 | 0 | 0.51011 | 0.51011 | 0.51011 | 0 | 0 | 0 | 0 | 0 | 0.53696 | 0.51011 | 0 | 0 | 2.6829 | 6.0061 | 0 | 0.53696 | -0.53696 | 18.2661 | 79.3543 | 0 | 5.0045 | 5.0045 | 0.59622 | 5.0045 | 0 | 0.56113 | 0 | 0 | 6.0061
2025-11-26 22:00 | 0 | 0 | 121.3956 | 90 | 0 | 0 | 0.58627 | 0.58627 | 0.58627 | 0 | 0 | 1.1102e-16 | 0 | 0 | 0.61712 | 0.58627 | 0 | 0 | 2.9558 | 6.0061 | 0 | 0.61712 | -0.61712 | 17.5761 | 76.3569 | 0 | 5.7516 | 5.7516 | 0.68523 | 5.7516 | 0 | 0.64489 | 0 | 0 | 6.0061
2025-11-26 23:00 | 0 | 0 | 172.7053 | 90 | 0 | 0 | 0.62086 | 0.62086 | 0.62086 | 0 | 0 | 1.1102e-16 | 0 | 0 | 0.65354 | 0.62086 | 0 | 0 | 3.3352 | 6.0061 | 0 | 0.65354 | -0.65354 | 16.8454 | 73.1825 | 0 | 6.091 | 6.091 | 0.72566 | 6.091 | 0 | 0.68295 | 0 | 0 | 6.0061
2025-11-27 | 0 | 0 | -127.0891 | 90 | 0 | 0 | 0.30742 | 0.30742 | 0.30742 | 0 | 0 | 0 | 0 | 0 | 0.3236 | 0.30742 | 0 | 0 | 3.7499 | 6.0061 | 0 | 0.3236 | -0.3236 | 16.4837 | 71.6107 | 0 | 3.0165 | 3.0165 | 0.35937 | 3.0165 | 0 | 0.33817 | 0 | 0 | 6.0061
2025-11-27 01:00 | 0 | 0 | -104.9577 | 90 | 0 | 0 | 0.22875 | 0.22875 | 0.22875 | 0 | 0 | 2.7756e-17 | 0 | 0 | 0.24078 | 0.22875 | 0 | 0 | 3.8643 | 6.0061 | 0 | 0.24078 | -0.24078 | 16.2144 | 70.4412 | 0 | 2.2445 | 2.2445 | 0.2674 | 2.2445 | 0 | 0.25162 | 0 | 0 | 6.0061
2025-11-27 02:00 | 0 | 0 | -93.9124 | 90 | 0 | 0 | 0.30798 | 0.30798 | 0.30798 | 0 | 0 | 5.5511e-17 | 0 | 0 | 0.32419 | 0.30798 | 0 | 0 | 3.9534 | 6.0061 | 0 | 0.32419 | -0.32419 | 15.852 | 68.8666 | 0 | 3.0219 | 3.0219 | 0.36002 | 3.0219 | 0 | 0.33878 | 0 | 0 | 6.0061
2025-11-27 03:00 | 0 | 0 | -86.0265 | 90 | 0 | 0 | 0.31685 | 0.31685 | 0.31685 | 0 | 0 | 5.5511e-17 | 0 | 0 | 0.33353 | 0.31685 | 0 | 0 | 4.1515 | 5.9431 | 0 | 0.33353 | -0.33353 | 15.4791 | 67.2466 | 0 | 3.109 | 3.109 | 0.37039 | 3.109 | 0 | 0.34854 | 0 | 0 | 5.9431
2025-11-27 04:00 | 0 | 0 | -79.1259 | 90 | 0 | 0 | 0.30088 | 0.30088 | 0.30088 | 0 | 0 | 5.5511e-17 | 0 | 0 | 0.31672 | 0.30088 | 0 | 0 | 4.3601 | 5.6096 | 0 | 0.31672 | -0.31672 | 15.125 | 65.7082 | 0 | 2.9523 | 2.9523 | 0.35172 | 2.9523 | 0 | 0.33097 | 0 | 0 | 5.6096
2025-11-27 05:00 | 0 | 0 | -72.2862 | 90 | 0 | 0 | 0.3656 | 0.3656 | 0.3656 | 0 | 0 | 5.5511e-17 | 0 | 0 | 0.38485 | 0.3656 | 0 | 0 | 4.553 | 5.2929 | 0 | 0.38485 | -0.38485 | 14.6947 | 63.839 | 0 | 3.5873 | 3.5873 | 0.42738 | 3.5873 | 0 | 0.40216 | 0 | 0 | 5.2929
2025-11-27 06:00 | 0.013644 | 0 | -64.9074 | 90 | 0 | 0 | 0.34803 | 0.34803 | 0.34803 | 0 | 0 | 5.5511e-17 | 0 | 0 | 0.36635 | 0.34803 | 0 | 0 | 4.8095 | 4.908 | 0 | 0.36635 | -0.36635 | 14.2851 | 62.0596 | 0 | 3.4149 | 3.4149 | 0.40684 | 3.4149 | 0 | 0.38283 | 0 | 0 | 4.908
2025-11-27 07:00 | 0.16378 | 10.8208 | -56.438 | 63.6123 | 0.33469 | 1.0644 | 0.2869 | 0.2869 | 0.2869 | 370.9961 | 0 | 0 | 0 | 1.0644 | 0.302 | 0.2869 | 0 | 0 | 5.0399 | 4.5417 | 0.76238 | 0 | 0.76238 | 14.967 | 65.022 | 0 | 2.815 | 2.815 | 0.33537 | 2.815 | 0 | 0.31559 | 0.8515 | 0 | 5.6061
2025-11-27 08:00 | 0.37287 | 20.8098 | -46.2779 | 50.1235 | 0.65579 | 2.0855 | 0.25605 | 0.25605 | 0.25605 | 814.5051 | 0 | 0 | 0 | 2.0855 | 0.26953 | 0.25605 | 0 | 0 | 4.3933 | 5.1516 | 1.816 | 0 | 1.816 | 16.5913 | 72.0784 | 0 | 2.5124 | 2.5124 | 0.29931 | 2.5124 | 0 | 0.28165 | 1.6684 | 0 | 7.2371
2025-11-27 09:00 | 0.42692 | 29.0506 | -33.8231 | 37.4263 | 0.63642 | 2.0239 | 0.45217 | 0.45217 | 0.45217 | 447.6003 | 0 | 0 | 0 | 2.0239 | 0.47597 | 0.45217 | 0 | 0 | 3.1408 | 6.0061 | 1.548 | 0 | 1.548 | 17.9758 | 78.0933 | 0 | 4.4367 | 4.4367 | 0.52858 | 4.4367 | 0 | 0.49739 | 1.6191 | 0 | 8.0301
2025-11-27 10:00 | 0.49287 | 34.7364 | -18.7745 | 26.745 | 0.70225 | 2.2333 | 0.2898 | 0.2898 | 0.2898 | 770.617 | 0 | 0 | 0 | 2.2333 | 0.30505 | 0.2898 | 0 | 0 | 2.2765 | 6.0061 | 1.9282 | 0 | 1.9282 | 19.7005 | 85.5858 | 0 | 2.8435 | 2.8435 | 0.33877 | 2.8435 | 0 | 0.31878 | 1.7866 | 0 | 8.2394
2025-11-27 11:00 | 0.59908 | 37.0269 | -1.7476 | 21.4019 | 0.89809 | 2.8561 | 0.26575 | 0.26575 | 0.26575 | 1074.705 | 1.3845 | 0 | 0 | 2.8561 | 0.27974 | 0.26575 | 0 | 0 | 1.1918 | 6.0061 | 1.1918 | 0 | 1.1918 | 20.7664 | 90.2168 | 0 | 2.6076 | 2.6076 | 0.31066 | 2.6076 | 0 | 0.29233 | 2.2849 | 0 | 8.8622
2025-11-27 12:00 | 0.65195 | 35.4883 | 15.4895 | 25.0929 | 1.0048 | 3.1956 | 0.61387 | 0.61387 | 0.61387 | 520.558 | 1.8439 | 0 | 0 | 3.1956 | 0.64618 | 0.61387 | 0 | 0 | 0.70553 | 6.0061 | 0.70553 | 0 | 0.70553 | 21.3975 | 92.9582 | 0 | 6.0225 | 6.0225 | 0.71749 | 6.0225 | 0 | 0.67526 | 2.5565 | 0 | 9.2017
2025-11-27 13:00 | 0.4486 | 30.4189 | 31.0224 | 35.0668 | 0.66514 | 2.1153 | 0.76172 | 0.76172 | 0.76172 | 277.6946 | 0.80562 | 0 | 0 | 2.1153 | 0.80181 | 0.76172 | 0 | 0 | 0.50782 | 6.0061 | 0.50782 | 0 | 0.50782 | 21.8517 | 94.9315 | 0 | 7.4729 | 7.4729 | 0.89029 | 7.4729 | 0 | 0.83789 | 1.6922 | 0 | 8.1214
2025-11-27 14:00 | 0.36976 | 22.6185 | 43.9908 | 47.5018 | 0.61575 | 1.9582 | 0.75259 | 0.75259 | 0.75259 | 260.1933 | 0.80047 | 0 | 0 | 1.9582 | 0.7922 | 0.75259 | 0 | 0 | 0.36552 | 6.0061 | 0.36552 | 0 | 0.36552 | 22.1786 | 96.3518 | 0 | 7.3833 | 7.3833 | 0.87962 | 7.3833 | 0 | 0.82785 | 1.5665 | 0 | 7.9643
2025-11-27 15:00 | 0.22195 | 12.9238 | 54.564 | 60.8818 | 0.45797 | 1.4564 | 0.89616 | 0.89616 | 0.89616 | 162.519 | 0.25001 | 0 | 0 | 1.4564 | 0.94332 | 0.89616 | 0 | 0 | 0.26309 | 6.0061 | 0.26309 | 0 | 0.26309 | 22.414 | 97.3741 | 0 | 8.7918 | 8.7918 | 1.0474 | 8.7918 | 0 | 0.98577 | 1.1651 | 0 | 7.4626
2025-11-27 16:00 | 0.041329 | 1.9756 | 63.3212 | 74.6629 | 0.17783 | 0.56552 | 0.83178 | 0.83178 | 0.83178 | 67.9897 | 0 | 0 | 0 | 0.56552 | 0.87555 | 0.83178 | 0 | 0 | 0.18937 | 6.0061 | 0 | 0.31003 | -0.31003 | 22.0673 | 95.8682 | 0 | 8.1602 | 8.1602 | 0.97218 | 8.1602 | 0 | 0.91495 | 0.45242 | 0 | 6.5717
2025-11-27 17:00 | 0 | 0 | 70.8729 | 90 | 0 | 0 | 0.69374 | 0.69374 | 0.69374 | 0 | 0 | 1.1102e-16 | 0 | 0 | 0.73025 | 0.69374 | 0 | 0 | 0.55028 | 6.0061 | 0 | 0.73025 | -0.73025 | 21.2509 | 92.3213 | 0 | 6.806 | 6.806 | 0.81084 | 6.806 | 0 | 0.76311 | 0 | 0 | 6.0061
2025-11-27 18:00 | 0 | 0 | 77.7763 | 90 | 0 | 0 | 0.74105 | 0.74105 | 0.74105 | 0 | 0 | 0 | 0 | 0 | 0.78006 | 0.74105 | 0 | 0 | 1.1937 | 6.0061 | 0 | 0.78006 | -0.78006 | 20.3788 | 88.5325 | 0 | 7.2702 | 7.2702 | 0.86614 | 7.2702 | 0 | 0.81516 | 0 | 0 | 6.0061
2025-11-27 19:00 | 0 | 0 | 84.6076 | 90 | 0 | 0 | 0.47522 | 0.47522 | 0.47522 | 0 | 0 | 5.5511e-17 | 0 | 0 | 0.50023 | 0.47522 | 0 | 0 | 1.7755 | 6.0061 | 0 | 0.50023 | -0.50023 | 19.8195 | 86.1028 | 0 | 4.6622 | 4.6622 | 0.55543 | 4.6622 | 0 | 0.52274 | 0 | 0 | 6.0061
2025-11-27 20:00 | 0 | 0 | 92.1876 | 90 | 0 | 0 | 0.66418 | 0.66418 | 0.66418 | 0 | 0 | 1.1102e-16 | 0 | 0 | 0.69913 | 0.66418 | 0 | 0 | 2.0522 | 6.0061 | 0 | 0.69913 | -0.69913 | 19.0378 | 82.707 | 0 | 6.516 | 6.516 | 0.77629 | 6.516 | 0 | 0.73059 | 0 | 0 | 6.0061
2025-11-27 21:00 | 0 | 0 | 102.2864 | 90 | 0 | 0 | 0.57535 | 0.57535 | 0.57535 | 0 | 0 | 1.1102e-16 | 0 | 0 | 0.60563 | 0.57535 | 0 | 0 | 2.5269 | 6.0061 | 0 | 0.60563 | -0.60563 | 18.3607 | 79.7654 | 0 | 5.6445 | 5.6445 | 0.67246 | 5.6445 | 0 | 0.63288 | 0 | 0 | 6.0061
2025-11-27 22:00 | 0 | 0 | 120.8197 | 90 | 0 | 0 | 0.70217 | 0.70217 | 0.70217 | 0 | 0 | 1.1102e-16 | 0 | 0 | 0.73913 | 0.70217 | 0 | 0 | 2.8955 | 6.0061 | 0 | 0.73913 | -0.73913 | 17.5343 | 76.1753 | 0 | 6.8887 | 6.8887 | 0.8207 | 6.8887 | 0 | 0.77239 | 0 | 0 | 6.0061
2025-11-27 23:00 | 0 | 0 | 172.1989 | 90 | 0 | 0 | 0.84247 | 0.84247 | 0.84247 | 0 | 0 | 1.1102e-16 | 0 | 0 | 0.88681 | 0.84247 | 0 | 0 | 3.3886 | 6.0061 | 0 | 0.88681 | -0.88681 | 16.5429 | 71.868 | 0 | 8.2651 | 8.2651 | 0.98468 | 8.2651 | 0 | 0.92672 | 0 | 0 | 6.0061
2025-11-28 | 0 | 0 | -126.8341 | 90 | 0 | 0 | 0.33256 | 0.33256 | 0.33256 | 0 | 0 | 5.5511e-17 | 0 | 0 | 0.35006 | 0.33256 | 0 | 0 | 3.9956 | 6.0061 | 0 | 0.35006 | -0.35006 | 16.1515 | 70.1677 | 0 | 3.2631 | 3.2631 | 0.38875 | 3.2631 | 0 | 0.36581 | 0 | 0 | 6.0061
2025-11-28 01:00 | 0 | 0 | -104.7175 | 90 | 0 | 0 | 0.42646 | 0.42646 | 0.42646 | 0 | 0 | 0 | 0 | 0 | 0.44891 | 0.42646 | 0 | 0 | 4.0903 | 6.0061 | 0 | 0.44891 | -0.44891 | 15.6496 | 67.9873 | 0 | 4.1845 | 4.1845 | 0.49852 | 4.1845 | 0 | 0.46911 | 0 | 0 | 6.0061
2025-11-28 02:00 | 0 | 0 | -93.7266 | 90 | 0 | 0 | 0.43271 | 0.43271 | 0.43271 | 0 | 0 | 5.5511e-17 | 0 | 0 | 0.45549 | 0.43271 | 0 | 0 | 4.343 | 5.7621 | 0 | 0.45549 | -0.45549 | 15.1403 | 65.7749 | 0 | 4.2458 | 4.2458 | 0.50583 | 4.2458 | 0 | 0.47598 | 0 | 0 | 5.7621
2025-11-28 03:00 | 0 | 0 | -85.8767 | 90 | 0 | 0 | 0.26694 | 0.26694 | 0.26694 | 0 | 0 | 0 | 0 | 0 | 0.28099 | 0.26694 | 0 | 0 | 4.6166 | 5.3066 | 0 | 0.28099 | -0.28099 | 14.8262 | 64.4101 | 0 | 2.6192 | 2.6192 | 0.31204 | 2.6192 | 0 | 0.29363 | 0 | 0 | 5.3066
2025-11-28 04:00 | 0 | 0 | -78.9999 | 90 | 0 | 0 | 0.32623 | 0.32623 | 0.32623 | 0 | 0 | 5.5511e-17 | 0 | 0 | 0.3434 | 0.32623 | 0 | 0 | 4.7393 | 5.0256 | 0 | 0.3434 | -0.3434 | 14.4423 | 62.7422 | 0 | 3.201 | 3.201 | 0.38135 | 3.201 | 0 | 0.35885 | 0 | 0 | 5.0256
2025-11-28 05:00 | 0 | 0 | -72.1774 | 90 | 0 | 0 | 0.28306 | 0.28306 | 0.28306 | 0 | 0 | 5.5511e-17 | 0 | 0 | 0.29796 | 0.28306 | 0 | 0 | 4.9474 | 4.6822 | 0 | 0.29796 | -0.29796 | 14.1091 | 61.295 | 0 | 2.7774 | 2.7774 | 0.33089 | 2.7774 | 0 | 0.31136 | 0 | 0 | 4.6822
2025-11-28 06:00 | 0.013167 | 0 | -64.8133 | 90 | 0 | 0 | 0.28611 | 0.28611 | 0.28611 | 0 | 0 | 5.5511e-17 | 0 | 0 | 0.30117 | 0.28611 | 0 | 0 | 5.1179 | 4.3843 | 0 | 0.30117 | -0.30117 | 13.7724 | 59.8322 | 0 | 2.8073 | 2.8073 | 0.33445 | 2.8073 | 0 | 0.31472 | 0 | 0 | 4.3843
2025-11-28 07:00 | 0.13841 | 10.6585 | -56.3598 | 63.7167 | 0.2424 | 0.77089 | 0.29182 | 0.29182 | 0.29182 | 264.1612 | 0 | 0 | 0 | 0.77089 | 0.30718 | 0.29182 | 0 | 0 | 5.143 | 4.0831 | 0.4637 | 0 | 0.4637 | 14.1872 | 61.634 | 0 | 2.8634 | 2.8634 | 0.34113 | 2.8634 | 0 | 0.32101 | 0.61671 | 0 | 4.854
2025-11-28 08:00 | 0.39989 | 20.638 | -46.2216 | 50.247 | 0.71293 | 2.2672 | 0.35646 | 0.35646 | 0.35646 | 636.0379 | 0 | 0 | 0 | 2.2672 | 0.37522 | 0.35646 | 0 | 0 | 4.8819 | 4.4541 | 1.892 | 0 | 1.892 | 15.8794 | 68.9858 | 0 | 3.4976 | 3.4976 | 0.41669 | 3.4976 | 0 | 0.39211 | 1.8138 | 0 | 6.7213
2025-11-28 09:00 | 0.52486 | 28.872 | -33.8006 | 37.5736 | 0.8477 | 2.6958 | 0.35109 | 0.35109 | 0.35109 | 767.8407 | 0 | 0 | 0 | 2.6958 | 0.36957 | 0.35109 | 0 | 0 | 3.5443 | 5.9677 | 2.3263 | 0 | 2.3263 | 17.9601 | 78.025 | 0 | 3.4449 | 3.4449 | 0.41042 | 3.4449 | 0 | 0.3862 | 2.1567 | 0 | 8.6635
2025-11-28 10:00 | 0.73071 | 34.5582 | -18.8019 | 26.9187 | 1.1419 | 3.6315 | 0.38077 | 0.38077 | 0.38077 | 953.7269 | 1.1132 | 0 | 0 | 3.6315 | 0.40081 | 0.38077 | 0 | 0 | 2.1175 | 6.0061 | 2.1175 | 0 | 2.1175 | 19.854 | 86.2528 | 0 | 3.7361 | 3.7361 | 0.44511 | 3.7361 | 0 | 0.41885 | 2.9052 | 0 | 9.6377
2025-11-28 11:00 | 0.75073 | 36.8612 | -1.8343 | 21.5705 | 1.1559 | 3.6761 | 0.31154 | 0.31154 | 0.31154 | 1179.983 | 2.3567 | 0 | 0 | 3.6761 | 0.32793 | 0.31154 | 0 | 0 | 0.99139 | 6.0061 | 0.99139 | 0 | 0.99139 | 20.7407 | 90.105 | 0 | 3.0568 | 3.0568 | 0.36418 | 3.0568 | 0 | 0.34269 | 2.9409 | 0 | 9.6822
2025-11-28 12:00 | 0.67854 | 35.3475 | 15.3526 | 25.1893 | 1.0505 | 3.3409 | 0.82536 | 0.82536 | 0.82536 | 404.7821 | 1.7585 | 0 | 0 | 3.3409 | 0.8688 | 0.82536 | 0 | 0 | 0.71358 | 6.0061 | 0.71358 | 0 | 0.71358 | 21.379 | 92.8778 | 0 | 8.0973 | 8.0973 | 0.96468 | 8.0973 | 0 | 0.9079 | 2.6727 | 0 | 9.3471
2025-11-28 13:00 | 0.52431 | 30.3093 | 30.8575 | 35.0969 | 0.83094 | 2.6425 | 0.6654 | 0.6654 | 0.6654 | 397.1343 | 1.4285 | 0 | 0 | 2.6425 | 0.70042 | 0.6654 | 0 | 0 | 0.51362 | 6.0061 | 0.51362 | 0 | 0.51362 | 21.8384 | 94.8736 | 0 | 6.528 | 6.528 | 0.77772 | 6.528 | 0 | 0.73194 | 2.114 | 0 | 8.6487
2025-11-28 14:00 | 0.45154 | 22.5389 | 43.8164 | 47.4916 | 0.78456 | 2.495 | 0.70871 | 0.70871 | 0.70871 | 352.054 | 1.3793 | 0 | 0 | 2.495 | 0.74601 | 0.70871 | 0 | 0 | 0.3697 | 6.0061 | 0.3697 | 0 | 0.3697 | 22.169 | 96.3101 | 0 | 6.9529 | 6.9529 | 0.82834 | 6.9529 | 0 | 0.77958 | 1.996 | 0 | 8.5012
2025-11-28 15:00 | 0.26721 | 12.8697 | 54.3883 | 60.8454 | 0.57288 | 1.8219 | 0.56603 | 0.56603 | 0.56603 | 321.8667 | 0.95994 | 0 | 0 | 1.8219 | 0.59582 | 0.56603 | 0 | 0 | 0.2661 | 6.0061 | 0.2661 | 0 | 0.2661 | 22.4071 | 97.3441 | 0 | 5.5531 | 5.5531 | 0.66157 | 5.5531 | 0 | 0.62263 | 1.4575 | 0 | 7.828
2025-11-28 16:00 | 0.050312 | 1.9417 | 63.1447 | 74.607 | 0.24136 | 0.76757 | 0.55968 | 0.55968 | 0.55968 | 137.1433 | 0 | 0 | 0 | 0.76757 | 0.58914 | 0.55968 | 0 | 0 | 0.19153 | 6.0061 | 0.17843 | 0 | 0.17843 | 22.5666 | 98.0374 | 0 | 5.4908 | 5.4908 | 0.65416 | 5.4908 | 0 | 0.61565 | 0.61406 | 0 | 6.7737
2025-11-28 17:00 | 0 | 0 | 70.6916 | 90 | 0 | 0 | 0.5431 | 0.5431 | 0.5431 | 0 | 0 | 0 | 0 | 0 | 0.57168 | 0.5431 | 0 | 0 | 0.14726 | 6.0061 | 0 | 0.57168 | -0.57168 | 21.9275 | 95.2607 | 0 | 5.3281 | 5.3281 | 0.63477 | 5.3281 | 0 | 0.5974 | 0 | 0 | 6.0061
2025-11-28 18:00 | 0 | 0 | 77.5826 | 90 | 0 | 0 | 0.7476 | 0.7476 | 0.7476 | 0 | 0 | 1.1102e-16 | 0 | 0 | 0.78694 | 0.7476 | 0 | 0 | 0.71872 | 6.0061 | 0 | 0.78694 | -0.78694 | 21.0477 | 91.4384 | 0 | 7.3344 | 7.3344 | 0.87379 | 7.3344 | 0 | 0.82236 | 0 | 0 | 6.0061
2025-11-28 19:00 | 0 | 0 | 84.3891 | 90 | 0 | 0 | 0.84751 | 0.84751 | 0.84751 | 0 | 0 | 1.1102e-16 | 0 | 0 | 0.89212 | 0.84751 | 0 | 0 | 1.362 | 6.0061 | 0 | 0.89212 | -0.89212 | 20.0502 | 87.1053 | 0 | 8.3146 | 8.3146 | 0.99057 | 8.3146 | 0 | 0.93226 | 0 | 0 | 6.0061
2025-11-28 20:00 | 0 | 0 | 91.9219 | 90 | 0 | 0 | 0.8665 | 0.8665 | 0.8665 | 0 | 0 | 1.1102e-16 | 0 | 0 | 0.9121 | 0.8665 | 0 | 0 | 2.0133 | 6.0061 | 0 | 0.9121 | -0.9121 | 19.0305 | 82.6751 | 0 | 8.5009 | 8.5009 | 1.0128 | 8.5009 | 0 | 0.95315 | 0 | 0 | 6.0061
2025-11-28 21:00 | 0 | 0 | 101.926 | 90 | 0 | 0 | 0.46806 | 0.46806 | 0.46806 | 0 | 0 | 5.5511e-17 | 0 | 0 | 0.49269 | 0.46806 | 0 | 0 | 2.6286 | 6.0061 | 0 | 0.49269 | -0.49269 | 18.4796 | 80.282 | 0 | 4.5919 | 4.5919 | 0.54706 | 4.5919 | 0 | 0.51486 | 0 | 0 | 6.0061
2025-11-28 22:00 | 0 | 0 | 120.2523 | 90 | 0 | 0 | 0.8939 | 0.8939 | 0.8939 | 0 | 0 | 1.1102e-16 | 0 | 0 | 0.94095 | 0.8939 | 0 | 0 | 2.841 | 6.0061 | 0 | 0.94095 | -0.94095 | 17.4276 | 75.7117 | 0 | 8.7697 | 8.7697 | 1.0448 | 8.7697 | 0 | 0.98329 | 0 | 0 | 6.0061
2025-11-28 23:00 | 0 | 0 | 171.6688 | 90 | 0 | 0 | 0.556 | 0.556 | 0.556 | 0 | 0 | 1.1102e-16 | 0 | 0 | 0.58526 | 0.556 | 0 | 0 | 3.5085 | 6.0061 | 0 | 0.58526 | -0.58526 | 16.7733 | 72.869 | 0 | 5.4547 | 5.4547 | 0.64985 | 5.4547 | 0 | 0.6116 | 0 | 0 | 6.0061
2025-11-29 | 0 | 0 | -126.5968 | 90 | 0 | 0 | 0.56247 | 0.56247 | 0.56247 | 0 | 0 | 0 | 0 | 0 | 0.59207 | 0.56247 | 0 | 0 | 3.811 | 6.0061 | 0 | 0.59207 | -0.59207 | 16.1113 | 69.9932 | 0 | 5.519 | 5.519 | 0.65751 | 5.519 | 0 | 0.61871 | 0 | 0 | 6.0061
2025-11-29 01:00 | 0 | 0 | -104.4895 | 90 | 0 | 0 | 0.42891 | 0.42891 | 0.42891 | 0 | 0 | 5.5511e-17 | 0 | 0 | 0.45148 | 0.42891 | 0 | 0 | 4.1544 | 6.0061 | 0 | 0.45148 | -0.45148 | 15.6066 | 67.8003 | 0 | 4.2085 | 4.2085 | 0.50138 | 4.2085 | 0 | 0.4718 | 0 | 0 | 6.0061
2025-11-29 02:00 | 0 | 0 | -93.5503 | 90 | 0 | 0 | 0.30692 | 0.30692 | 0.30692 | 0 | 0 | 5.5511e-17 | 0 | 0 | 0.32307 | 0.30692 | 0 | 0 | 4.3859 | 5.7236 | 0 | 0.32307 | -0.32307 | 15.2453 | 66.2311 | 0 | 3.0115 | 3.0115 | 0.35878 | 3.0115 | 0 | 0.33761 | 0 | 0 | 5.7236
2025-11-29 03:00 | 0 | 0 | -85.7348 | 90 | 0 | 0 | 0.38497 | 0.38497 | 0.38497 | 0 | 0 | 5.5511e-17 | 0 | 0 | 0.40523 | 0.38497 | 0 | 0 | 4.5301 | 5.4005 | 0 | 0.40523 | -0.40523 | 14.7923 | 64.2629 | 0 | 3.7773 | 3.7773 | 0.45002 | 3.7773 | 0 | 0.42346 | 0 | 0 | 5.4005
2025-11-29 04:00 | 0 | 0 | -78.8809 | 90 | 0 | 0 | 0.44301 | 0.44301 | 0.44301 | 0 | 0 | 0 | 0 | 0 | 0.46633 | 0.44301 | 0 | 0 | 4.78 | 4.9953 | 0 | 0.46633 | -0.46633 | 14.2709 | 61.9979 | 0 | 4.3469 | 4.3469 | 0.51787 | 4.3469 | 0 | 0.48731 | 0 | 0 | 4.9953
2025-11-29 05:00 | 0 | 0 | -72.0753 | 90 | 0 | 0 | 0.4368 | 0.4368 | 0.4368 | 0 | 0 | 5.5511e-17 | 0 | 0 | 0.45979 | 0.4368 | 0 | 0 | 5.0861 | 4.529 | 0 | 0.45979 | -0.45979 | 13.7569 | 59.7646 | 0 | 4.2859 | 4.2859 | 0.5106 | 4.2859 | 0 | 0.48048 | 0 | 0 | 4.529
2025-11-29 06:00 | 0.012585 | 0 | -64.7257 | 90 | 0 | 0 | 0.35829 | 0.35829 | 0.35829 | 0 | 0 | 5.5511e-17 | 0 | 0 | 0.37714 | 0.35829 | 0 | 0 | 5.143 | 4.0692 | 0 | 0.37714 | -0.37714 | 13.3352 | 57.9328 | 0 | 3.5155 | 3.5155 | 0.41883 | 3.5155 | 0 | 0.39411 | 0 | 0 | 4.0692
2025-11-29 07:00 | 0.073404 | 10.4985 | -56.288 | 63.8222 | 0.075489 | 0.24007 | 0.53503 | 0.53503 | 0.53503 | 44.8705 | 1.1102e-16 | 0 | 0 | 0.24007 | 0.56318 | 0.53503 | 0 | 0 | 5.143 | 3.6921 | 0 | 0.32312 | -0.32312 | 12.9739 | 56.3634 | 0 | 5.2497 | 5.2497 | 0.62543 | 5.2497 | 0 | 0.58853 | 0.19205 | 0 | 3.9321
2025-11-29 08:00 | 0.083986 | 20.4696 | -46.1717 | 50.3707 | 0.080566 | 0.25621 | 0.32394 | 0.32394 | 0.32394 | 79.0939 | 0 | 0 | 0 | 0.25621 | 0.34099 | 0.32394 | 0 | 0 | 5.143 | 3.3689 | 0 | 0.084772 | -0.084772 | 12.8792 | 55.9516 | 0 | 3.1785 | 3.1785 | 0.37867 | 3.1785 | 0 | 0.35633 | 0.20497 | 0 | 3.6251
2025-11-29 09:00 | 0.24033 | 28.6978 | -33.7841 | 37.7198 | 0.25125 | 0.79901 | 0.41753 | 0.41753 | 0.41753 | 191.3656 | 0 | 0 | 0 | 0.79901 | 0.4395 | 0.41753 | 0 | 0 | 5.143 | 3.2842 | 0.3595 | 0 | 0.3595 | 13.2007 | 57.3485 | 0 | 4.0968 | 4.0968 | 0.48808 | 4.0968 | 0 | 0.45928 | 0.6392 | 0 | 4.0832
2025-11-29 10:00 | 0.35893 | 34.3854 | -18.8339 | 27.0889 | 0.4183 | 1.3303 | 0.41585 | 0.41585 | 0.41585 | 319.8918 | 0 | 0 | 0 | 1.3303 | 0.43774 | 0.41585 | 0 | 0 | 5.143 | 3.5718 | 0.89254 | 0 | 0.89254 | 13.999 | 60.8167 | 0 | 4.0804 | 4.0804 | 0.48612 | 4.0804 | 0 | 0.45744 | 1.0642 | 0 | 4.902
2025-11-29 11:00 | 0.56876 | 36.7017 | -1.9236 | 21.7332 | 0.84337 | 2.6821 | 0.41382 | 0.41382 | 0.41382 | 648.1157 | 0 | 0 | 0 | 2.6821 | 0.4356 | 0.41382 | 0 | 0 | 4.811 | 4.2858 | 2.2465 | 0 | 2.2465 | 16.0083 | 69.5457 | 0 | 4.0605 | 4.0605 | 0.48375 | 4.0605 | 0 | 0.45521 | 2.1456 | 0 | 6.9679
2025-11-29 12:00 | 0.29861 | 35.2133 | 15.2154 | 25.2799 | 0.31287 | 0.99497 | 0.95717 | 0.95717 | 0.95717 | 103.9484 | 0 | 1.1102e-16 | 0 | 0.99497 | 1.0076 | 0.95717 | 0 | 0 | 3.3179 | 6.0061 | 0 | 0.012584 | -0.012584 | 15.9942 | 69.4846 | 0 | 9.3905 | 9.3905 | 1.1187 | 9.3905 | 0 | 1.0529 | 0.79597 | 0 | 7.0011
2025-11-29 13:00 | 0.18766 | 30.2061 | 30.6941 | 35.1224 | 0.18256 | 0.58059 | 0.71217 | 0.71217 | 0.71217 | 81.5237 | 0 | 0 | 0 | 0.58059 | 0.74965 | 0.71217 | 0 | 0 | 3.6586 | 6.0061 | 0 | 0.16907 | -0.16907 | 15.8052 | 68.6634 | 0 | 6.9868 | 6.9868 | 0.83238 | 6.9868 | 0 | 0.78339 | 0.46447 | 0 | 6.5867
2025-11-29 14:00 | 0.11124 | 22.4655 | 43.6447 | 47.4776 | 0.10704 | 0.34041 | 0.69393 | 0.69393 | 0.69393 | 49.0552 | 0 | 1.1102e-16 | 0 | 0.34041 | 0.73045 | 0.69393 | 0 | 0 | 3.9524 | 5.9013 | 0 | 0.39004 | -0.39004 | 15.3691 | 66.769 | 0 | 6.8078 | 6.8078 | 0.81106 | 6.8078 | 0 | 0.76332 | 0.27233 | 0 | 6.2417
2025-11-29 15:00 | 0.11332 | 12.8214 | 54.216 | 60.8057 | 0.12889 | 0.40988 | 0.75206 | 0.75206 | 0.75206 | 54.5006 | 0 | 0 | 0 | 0.40988 | 0.79165 | 0.75206 | 0 | 0 | 4.3383 | 5.5113 | 0 | 0.38177 | -0.38177 | 14.9423 | 64.9147 | 0 | 7.3782 | 7.3782 | 0.87901 | 7.3782 | 0 | 0.82727 | 0.3279 | 0 | 5.9211
2025-11-29 16:00 | 0.027007 | 1.9132 | 62.9721 | 74.5483 | 0.058089 | 0.18473 | 0.67507 | 0.67507 | 0.67507 | 27.365 | 0 | 1.1102e-16 | 0 | 0.18473 | 0.7106 | 0.67507 | 0 | 0 | 4.6363 | 5.1295 | 0 | 0.52587 | -0.52587 | 14.3544 | 62.3605 | 0 | 6.6228 | 6.6228 | 0.78902 | 6.6228 | 0 | 0.74258 | 0.14779 | 0 | 5.3142
2025-11-29 17:00 | 0 | 0 | 70.5147 | 90 | 0 | 0 | 0.73864 | 0.73864 | 0.73864 | 0 | 0 | 0 | 0 | 0 | 0.77751 | 0.73864 | 0 | 0 | 5.0296 | 4.6036 | 0 | 0.77751 | -0.77751 | 13.4851 | 58.584 | 0 | 7.2465 | 7.2465 | 0.86332 | 7.2465 | 0 | 0.8125 | 0 | 0 | 4.6036
2025-11-29 18:00 | 0 | 0 | 77.3939 | 90 | 0 | 0 | 0.56828 | 0.56828 | 0.56828 | 0 | 0 | 0 | 0 | 0 | 0.59819 | 0.56828 | 0 | 0 | 5.143 | 3.8261 | 0 | 0.59819 | -0.59819 | 12.8163 | 55.6785 | 0 | 5.5751 | 5.5751 | 0.6642 | 5.5751 | 0 | 0.62511 | 0 | 0 | 3.8261
2025-11-29 19:00 | 0 | 0 | 84.1766 | 90 | 0 | 0 | 0.7707 | 0.7707 | 0.7707 | 0 | 0 | 1.1102e-16 | 0 | 0 | 0.81126 | 0.7707 | 0 | 0 | 5.143 | 3.2279 | 0 | 0.81126 | -0.81126 | 11.9093 | 51.7381 | 0 | 7.561 | 7.561 | 0.90079 | 7.561 | 0 | 0.84777 | 0 | 0 | 3.2279
2025-11-29 20:00 | 0 | 0 | 91.6635 | 90 | 0 | 0 | 0.73386 | 0.73386 | 0.73386 | 0 | 0 | 0 | 0 | 0 | 0.77248 | 0.73386 | 0 | 0 | 5.143 | 2.4167 | 0 | 0.77248 | -0.77248 | 11.0456 | 47.986 | 0 | 7.1996 | 7.1996 | 0.85773 | 7.1996 | 0 | 0.80725 | 0 | 0 | 2.4167
2025-11-29 21:00 | 0 | 0 | 101.5749 | 90 | 0 | 0 | 1.0755 | 1.0755 | 1.0755 | 0 | 0 | 0 | 0 | 0 | 1.1321 | 1.0755 | 0 | 0 | 5.143 | 1.6442 | 0 | 1.1321 | -1.1321 | 9.7799 | 42.4872 | 0 | 10.5513 | 10.5513 | 1.257 | 10.5513 | 0 | 1.1831 | 0 | 0 | 1.6442
2025-11-29 22:00 | 0 | 0 | 119.6945 | 90 | 0 | 0 | 0.7214 | 0.48647 | 0.48647 | 0 | 0 | 0.23493 | 0.30707 | 0 | 0.51207 | 0.48647 | 0 | 0 | 5.143 | 0.51207 | 0 | 0.51207 | -0.51207 | 9.2074 | 40 | 0 | 7.0774 | 7.0774 | 0.84317 | 7.0774 | 0 | 0.79354 | 0 | 0 | 0.51207
2025-11-29 23:00 | 0 | 0 | 171.1151 | 90 | 0 | 0 | 0.87163 | 1.5094e-15 | 1.5094e-15 | 0 | 0 | 0.87163 | 0.95879 | 0 | 1.5888e-15 | 1.5094e-15 | 0 | 0 | 5.143 | 1.5888e-15 | 0 | 1.5888e-15 | 0 | 9.2074 | 40 | 0 | 8.5512 | 8.5512 | 1.0188 | 8.5512 | 0 | 0.95879 | 0 | 0 | 1.5888e-15
2025-11-30 | 0 | 0 | -126.378 | 90 | 0 | 0 | 0.42833 | 3.0188e-15 | 3.0188e-15 | 0 | 0 | 0.42833 | 0.47116 | 0 | 3.1776e-15 | 3.0188e-15 | 0 | 0 | 5.143 | 3.1776e-15 | 0 | 3.1776e-15 | 0 | 9.2074 | 40 | 0 | 4.2028 | 4.2028 | 0.5007 | 4.2028 | 0 | 0.47116 | 0 | 0 | 3.1776e-15
2025-11-30 01:00 | 0 | 0 | -104.2741 | 90 | 0 | 0 | 0.43048 | 3.0188e-15 | 3.0188e-15 | 0 | 0 | 0.43048 | 0.47353 | 0 | 3.1776e-15 | 3.0188e-15 | 0 | 0 | 5.143 | 3.1776e-15 | 0 | 3.1776e-15 | 0 | 9.2074 | 40 | 0 | 4.2239 | 4.2239 | 0.50322 | 4.2239 | 0 | 0.47353 | 0 | 0 | 3.1776e-15
2025-11-30 02:00 | 0 | 0 | -93.3835 | 90 | 0 | 0 | 0.31143 | 3.0188e-15 | 3.0188e-15 | 0 | 0 | 0.31143 | 0.34258 | 0 | 3.1776e-15 | 3.0188e-15 | 0 | 0 | 5.143 | 3.1776e-15 | 0 | 3.1776e-15 | 0 | 9.2074 | 40 | 0 | 3.0558 | 3.0558 | 0.36406 | 3.0558 | 0 | 0.34258 | 0 | 0 | 3.1776e-15
2025-11-30 03:00 | 0 | 0 | -85.6008 | 90 | 0 | 0 | 0.41728 | 3.0188e-15 | 3.0188e-15 | 0 | 0 | 0.41728 | 0.459 | 0 | 3.1776e-15 | 3.0188e-15 | 0 | 0 | 5.143 | 3.1776e-15 | 0 | 3.1776e-15 | 0 | 9.2074 | 40 | 0 | 4.0943 | 4.0943 | 0.48779 | 4.0943 | 0 | 0.459 | 0 | 0 | 3.1776e-15
2025-11-30 04:00 | 0 | 0 | -78.7691 | 90 | 0 | 0 | 0.32007 | 4.5281e-15 | 4.5281e-15 | 0 | 0 | 0.32007 | 0.35208 | 0 | 4.7665e-15 | 4.5281e-15 | 0 | 0 | 5.143 | 4.7665e-15 | 0 | 4.7665e-15 | 0 | 9.2074 | 40 | 0 | 3.1405 | 3.1405 | 0.37415 | 3.1405 | 0 | 0.35208 | 0 | 0 | 4.7665e-15
2025-11-30 05:00 | 0 | 0 | -71.9798 | 90 | 0 | 0 | 0.48818 | 4.5281e-15 | 4.5281e-15 | 0 | 0 | 0.48818 | 0.537 | 0 | 4.7665e-15 | 4.5281e-15 | 0 | 0 | 5.143 | 4.7665e-15 | 0 | 4.7665e-15 | 0 | 9.2074 | 40 | 0 | 4.79 | 4.79 | 0.57067 | 4.79 | 0 | 0.537 | 0 | 0 | 4.7665e-15
2025-11-30 06:00 | 0.010995 | 0 | -64.6446 | 90 | 0 | 0 | 0.29239 | 4.5281e-15 | 4.5281e-15 | 0 | 0 | 0.29239 | 0.32163 | 0 | 4.7665e-15 | 4.5281e-15 | 0 | 0 | 5.143 | 4.7665e-15 | 0 | 4.7665e-15 | 0 | 9.2074 | 40 | 0 | 2.869 | 2.869 | 0.3418 | 2.869 | 0 | 0.32163 | 0 | 0 | 4.7665e-15
2025-11-30 07:00 | 0.046702 | 10.341 | -56.2228 | 63.9288 | 0.045456 | 0.14456 | 0.605 | 0.13733 | 0.13733 | 105.2632 | 0 | 0.46767 | 0.63803 | 0.14456 | 0.14456 | 0.13733 | 0 | 0 | 5.143 | 4.7665e-15 | 0 | 4.7665e-15 | 0 | 9.2074 | 40 | 0 | 5.9363 | 5.9363 | 0.70722 | 5.9363 | 0 | 0.6655 | 0.11565 | 0 | 0.14456
2025-11-30 08:00 | 0.17926 | 20.3045 | -46.1281 | 50.4946 | 0.19511 | 0.62049 | 0.3603 | 0.3603 | 0.3603 | 172.2115 | 0 | 0 | 0.27844 | 0.62049 | 0.37927 | 0.3603 | 0 | 0 | 5.143 | 4.7665e-15 | 0.24122 | 0 | 0.24122 | 9.4231 | 40.9373 | 0 | 3.5353 | 3.5353 | 0.42119 | 3.5353 | 0 | 0.39634 | 0.49639 | 0 | 0.62049
2025-11-30 09:00 | 0.43184 | 28.528 | -33.7735 | 37.8648 | 0.65991 | 2.0986 | 0.3441 | 0.3441 | 0.3441 | 609.879 | 0 | 0 | 0 | 2.0986 | 0.36221 | 0.3441 | 0 | 0 | 5.143 | 0.19297 | 1.7364 | 0 | 1.7364 | 10.9762 | 47.6845 | 0 | 3.3764 | 3.3764 | 0.40225 | 3.3764 | 0 | 0.37851 | 1.6789 | 0 | 2.2916
2025-11-30 10:00 | 0.47274 | 34.2181 | -18.8706 | 27.2556 | 0.66634 | 2.1191 | 0.41172 | 0.41172 | 0.41172 | 514.6873 | 0 | 0 | 0 | 2.1191 | 0.43339 | 0.41172 | 0 | 0 | 5.143 | 1.5821 | 1.6857 | 0 | 1.6857 | 12.4839 | 54.2345 | 0 | 4.0398 | 4.0398 | 0.48129 | 4.0398 | 0 | 0.45289 | 1.6953 | 0 | 3.7012
2025-11-30 11:00 | 0.2496 | 36.5484 | -2.0155 | 21.8898 | 0.24614 | 0.78278 | 0.3381 | 0.3381 | 0.3381 | 231.5197 | 0 | 0 | 0 | 0.78278 | 0.3559 | 0.3381 | 0 | 0 | 5.143 | 2.9306 | 0.42688 | 0 | 0.42688 | 12.8657 | 55.8933 | 0 | 3.3175 | 3.3175 | 0.39523 | 3.3175 | 0 | 0.37191 | 0.62622 | 0 | 3.7134
2025-11-30 12:00 | 0.40302 | 35.0857 | 15.0779 | 25.3649 | 0.50016 | 1.5906 | 0.5755 | 0.5755 | 0.5755 | 276.3878 | 0 | 0 | 0 | 1.5906 | 0.60579 | 0.5755 | 0 | 0 | 5.143 | 3.2721 | 0.98482 | 0 | 0.98482 | 13.7466 | 59.72 | 0 | 5.646 | 5.646 | 0.67264 | 5.646 | 0 | 0.63305 | 1.2725 | 0 | 4.8628
2025-11-30 13:00 | 0.34659 | 30.1094 | 30.5323 | 35.1432 | 0.43466 | 1.3823 | 0.68367 | 0.68367 | 0.68367 | 202.1851 | 0 | 0 | 0 | 1.3823 | 0.71965 | 0.68367 | 0 | 0 | 4.801 | 4.06 | 0.66263 | 0 | 0.66263 | 14.3392 | 62.2948 | 0 | 6.7072 | 6.7072 | 0.79907 | 6.7072 | 0 | 0.75204 | 1.1058 | 0 | 5.4423
2025-11-30 14:00 | 0.24928 | 22.3982 | 43.4757 | 47.4597 | 0.31414 | 0.99901 | 0.67143 | 0.67143 | 0.67143 | 148.7878 | 0 | 0 | 0 | 0.99901 | 0.70677 | 0.67143 | 0 | 0 | 4.5291 | 4.5901 | 0.29224 | 0 | 0.29224 | 14.6006 | 63.4303 | 0 | 6.5871 | 6.5871 | 0.78477 | 6.5871 | 0 | 0.73857 | 0.7992 | 0 | 5.5891
2025-11-30 15:00 | 0.091818 | 12.7788 | 54.0471 | 60.7628 | 0.094193 | 0.29955 | 0.8304 | 0.8304 | 0.8304 | 36.073 | 0 | 0 | 0 | 0.29955 | 0.8741 | 0.8304 | 0 | 0 | 4.4903 | 4.8239 | 0 | 0.57455 | -0.57455 | 13.9583 | 60.6396 | 0 | 8.1467 | 8.1467 | 0.97057 | 8.1467 | 0 | 0.91344 | 0.23964 | 0 | 5.1234
2025-11-30 16:00 | 0.015873 | 1.8902 | 62.8035 | 74.4869 | 0.017375 | 0.055255 | 0.68238 | 0.68238 | 0.68238 | 8.0973 | 0 | 1.1102e-16 | 0 | 0.055255 | 0.7183 | 0.68238 | 0 | 0 | 5.1165 | 4.2493 | 0 | 0.66304 | -0.66304 | 13.217 | 57.4191 | 0 | 6.6946 | 6.6946 | 0.79757 | 6.6946 | 0 | 0.75062 | 0.044204 | 0 | 4.3046
2025-11-30 17:00 | 0 | 0 | 70.3423 | 90 | 0 | 0 | 0.60723 | 0.60723 | 0.60723 | 0 | 0 | 1.1102e-16 | 0 | 0 | 0.63919 | 0.60723 | 0 | 0 | 5.143 | 3.5863 | 0 | 0.63919 | -0.63919 | 12.5023 | 54.3145 | 0 | 5.9573 | 5.9573 | 0.70973 | 5.9573 | 0 | 0.66795 | 0 | 0 | 3.5863
2025-11-30 18:00 | 0 | 0 | 77.2104 | 90 | 0 | 0 | 0.54808 | 0.54808 | 0.54808 | 0 | 0 | 1.1102e-16 | 0 | 0 | 0.57693 | 0.54808 | 0 | 0 | 5.143 | 2.9471 | 0 | 0.57693 | -0.57693 | 11.8573 | 51.5123 | 0 | 5.377 | 5.377 | 0.6406 | 5.377 | 0 | 0.60289 | 0 | 0 | 2.9471
2025-11-30 19:00 | 0 | 0 | 83.9701 | 90 | 0 | 0 | 0.68516 | 0.68516 | 0.68516 | 0 | 0 | 0 | 0 | 0 | 0.72122 | 0.68516 | 0 | 0 | 5.143 | 2.3702 | 0 | 0.72122 | -0.72122 | 11.051 | 48.0092 | 0 | 6.7218 | 6.7218 | 0.80081 | 6.7218 | 0 | 0.75368 | 0 | 0 | 2.3702
2025-11-30 20:00 | 0 | 0 | 91.4126 | 90 | 0 | 0 | 0.87738 | 0.87738 | 0.87738 | 0 | 0 | 1.1102e-16 | 0 | 0 | 0.92356 | 0.87738 | 0 | 0 | 5.143 | 1.649 | 0 | 0.92356 | -0.92356 | 10.0184 | 43.5234 | 0 | 8.6076 | 8.6076 | 1.0255 | 8.6076 | 0 | 0.96512 | 0 | 0 | 1.649
2025-11-30 21:00 | 0 | 0 | 101.2334 | 90 | 0 | 0 | 0.47613 | 0.47613 | 0.47613 | 0 | 0 | 1.1102e-16 | 0 | 0 | 0.50119 | 0.47613 | 0 | 0 | 5.143 | 0.72541 | 0 | 0.50119 | -0.50119 | 9.458 | 41.0891 | 0 | 4.6711 | 4.6711 | 0.5565 | 4.6711 | 0 | 0.52374 | 0 | 0 | 0.72541
2025-11-30 22:00 | 0 | 0 | 119.147 | 90 | 0 | 0 | 1.0519 | 0.21301 | 0.21301 | 0 | 0 | 0.83892 | 0.94412 | 0 | 0.22422 | 0.21301 | 0 | 0 | 5.143 | 0.22422 | 0 | 0.22422 | -0.22422 | 9.2074 | 40 | 0 | 10.3201 | 10.3201 | 1.2295 | 10.3201 | 0 | 1.1571 | 0 | 0 | 0.22422
2025-11-30 23:00 | 0 | 0 | 170.5387 | 90 | 0 | 0 | 0.58036 | 0 | 0 | 0 | 0 | 0.58036 | 0.63839 | 0 | 0 | 0 | 0 | 0 | 5.143 | 0 | 0 | 0 | 0 | 9.2074 | 40 | 0 | 5.6937 | 5.6937 | 0.67832 | 5.6937 | 0 | 0.63839 | 0 | 0 | 0
2025-12-01 | 0 | 0 | -126.1782 | 90 | 0 | 0 | 0.46789 | 0 | 0 | 0 | 0 | 0.46789 | 0.51468 | 0 | 0 | 0 | 0 | 0 | 5.143 | 0 | 0 | 0 | 0 | 9.2074 | 40 | 0 | 10.8913 | 10.8913 | 1.2975 | 10.8913 | 0 | 0.51468 | 0 | 0 | 0
2025-12-01 01:00 | 0 | 0 | -104.0714 | 90 | 0 | 0 | 0.24991 | 0 | 0 | 0 | 0 | 0.24991 | 0.2749 | 0 | 0 | 0 | 0 | 0 | 5.143 | 0 | 0 | 0 | 0 | 9.2074 | 40 | 0 | 5.8173 | 5.8173 | 0.69305 | 5.8173 | 0 | 0.2749 | 0 | 0 | 0
2025-12-01 02:00 | 0 | 0 | -93.2263 | 90 | 0 | 0 | 0.42271 | 0 | 0 | 0 | 0 | 0.42271 | 0.46498 | 0 | 0 | 0 | 0 | 0 | 5.143 | 0 | 0 | 0 | 0 | 9.2074 | 40 | 0 | 9.8396 | 9.8396 | 1.1723 | 9.8396 | 0 | 0.46498 | 0 | 0 | 0
2025-12-01 03:00 | 0 | 0 | -85.4749 | 90 | 0 | 0 | 0.35736 | 0 | 0 | 0 | 0 | 0.35736 | 0.3931 | 0 | 0 | 0 | 0 | 0 | 5.143 | 0 | 0 | 0 | 0 | 9.2074 | 40 | 0 | 8.3184 | 8.3184 | 0.99103 | 8.3184 | 0 | 0.3931 | 0 | 0 | 0
2025-12-01 04:00 | 0 | 0 | -78.6644 | 90 | 0 | 0 | 0.37442 | 1.5094e-15 | 1.5094e-15 | 0 | 0 | 0.37442 | 0.41186 | 0 | 1.5888e-15 | 1.5094e-15 | 0 | 0 | 5.143 | 1.5888e-15 | 0 | 1.5888e-15 | 0 | 9.2074 | 40 | 0 | 8.7155 | 8.7155 | 1.0383 | 8.7155 | 0 | 0.41186 | 0 | 0 | 1.5888e-15
2025-12-01 05:00 | 0 | 0 | -71.8911 | 90 | 0 | 0 | 0.26301 | 3.0188e-15 | 3.0188e-15 | 0 | 0 | 0.26301 | 0.28931 | 0 | 3.1776e-15 | 3.0188e-15 | 0 | 0 | 5.143 | 3.1776e-15 | 0 | 3.1776e-15 | 0 | 9.2074 | 40 | 0 | 6.1221 | 6.1221 | 0.72937 | 6.1221 | 0 | 0.28931 | 0 | 0 | 3.1776e-15
2025-12-01 06:00 | 0.0086363 | 0 | -64.5699 | 90 | 0 | 0 | 0.28538 | 3.0188e-15 | 3.0188e-15 | 0 | 0 | 0.28538 | 0.31392 | 0 | 3.1776e-15 | 3.0188e-15 | 0 | 0 | 5.143 | 3.1776e-15 | 0 | 3.1776e-15 | 0 | 9.2074 | 40 | 0 | 6.6429 | 6.6429 | 0.79141 | 6.6429 | 0 | 0.31392 | 0 | 0 | 3.1776e-15
2025-12-01 07:00 | 0.10982 | 10.186 | -56.1639 | 64.0362 | 0.15711 | 0.49963 | 0.20468 | 0.20468 | 0.20468 | 244.1066 | 0 | 0 | 0.13021 | 0.49963 | 0.21545 | 0.20468 | 0 | 0 | 5.143 | 3.1776e-15 | 0.28418 | 0 | 0.28418 | 9.4615 | 41.1042 | 0 | 4.7643 | 4.7643 | 0.5676 | 4.7643 | 0 | 0.22514 | 0.3997 | 0 | 0.49963
2025-12-01 08:00 | 0.28412 | 20.1428 | -46.0908 | 50.6185 | 0.44664 | 1.4204 | 0.39168 | 0.39168 | 0.39168 | 362.6395 | 0 | 0 | 0 | 1.4204 | 0.41229 | 0.39168 | 0 | 0 | 5.143 | 0.22734 | 1.0081 | 0 | 1.0081 | 10.3632 | 45.0214 | 0 | 9.1172 | 9.1172 | 1.0862 | 9.1172 | 0 | 0.43085 | 1.1363 | 0 | 1.6477
2025-12-01 09:00 | 0.42388 | 28.3626 | -33.7686 | 38.0084 | 0.64465 | 2.0501 | 0.25573 | 0.25573 | 0.25573 | 801.6771 | 0 | 0 | 0 | 2.0501 | 0.26919 | 0.25573 | 0 | 0 | 5.143 | 1.0338 | 1.7809 | 0 | 1.7809 | 11.9561 | 51.9415 | 0 | 5.9527 | 5.9527 | 0.70918 | 5.9527 | 0 | 0.2813 | 1.6401 | 0 | 3.0839
2025-12-01 10:00 | 0.60177 | 34.0562 | -18.9119 | 27.4186 | 0.93872 | 2.9853 | 0.26792 | 0.26792 | 0.26792 | 1114.25 | 0 | 0 | 0 | 2.9853 | 0.28202 | 0.26792 | 0 | 0 | 5.143 | 2.4586 | 2.7033 | 0 | 2.7033 | 14.374 | 62.4457 | 0 | 6.2365 | 6.2365 | 0.74299 | 6.2365 | 0 | 0.29471 | 2.3882 | 0 | 5.4439
2025-12-01 11:00 | 0.64566 | 36.4014 | -2.1099 | 22.0404 | 0.99449 | 3.1627 | 0.33984 | 0.33984 | 0.33984 | 930.6417 | 0 | 0 | 0 | 3.1627 | 0.35772 | 0.33984 | 0 | 0 | 4.0015 | 4.6212 | 2.8049 | 0 | 2.8049 | 16.8828 | 73.3448 | 0 | 7.9105 | 7.9105 | 0.94243 | 7.9105 | 0 | 0.37382 | 2.5301 | 0 | 7.7838
2025-12-01 12:00 | 0.59991 | 34.9646 | 14.9402 | 25.4441 | 0.92673 | 2.9472 | 0.52853 | 0.52853 | 0.52853 | 557.6104 | 0 | 0 | 0 | 2.9472 | 0.55635 | 0.52853 | 0 | 0 | 2.4456 | 6.0061 | 2.3908 | 0 | 2.3908 | 19.0212 | 82.6348 | 0 | 12.3036 | 12.3036 | 1.4658 | 12.3036 | 0 | 0.58139 | 2.3577 | 0 | 8.9533
2025-12-01 13:00 | 0.60725 | 30.0191 | 30.3722 | 35.1593 | 0.98225 | 3.1237 | 0.70489 | 0.70489 | 0.70489 | 443.1472 | 1.1055 | 0 | 0 | 3.1237 | 0.74199 | 0.70489 | 0 | 0 | 1.2763 | 6.0061 | 1.2763 | 0 | 1.2763 | 20.1627 | 87.594 | 0 | 16.4091 | 16.4091 | 1.9549 | 16.4091 | 0 | 0.77538 | 2.499 | 0 | 9.1299
2025-12-01 14:00 | 0.42635 | 22.3371 | 43.3095 | 47.438 | 0.74565 | 2.3713 | 0.18282 | 0.18282 | 0.18282 | 1297.065 | 1.2842 | 0 | 0 | 2.3713 | 0.19244 | 0.18282 | 0 | 0 | 0.89467 | 6.0061 | 0.89467 | 0 | 0.89467 | 20.9629 | 91.0704 | 0 | 4.2558 | 4.2558 | 0.50702 | 4.2558 | 0 | 0.2011 | 1.897 | 0 | 8.3774
2025-12-01 15:00 | 0.24208 | 12.742 | 53.8817 | 60.7167 | 0.52288 | 1.6628 | 0.48956 | 0.48956 | 0.48956 | 339.6581 | 0.50355 | 0 | 0 | 1.6628 | 0.51533 | 0.48956 | 0 | 0 | 0.64397 | 6.0061 | 0.64397 | 0 | 0.64397 | 21.5389 | 93.5726 | 0 | 11.3965 | 11.3965 | 1.3577 | 11.3965 | 0 | 0.53852 | 1.3303 | 0 | 7.669
2025-12-01 16:00 | 0.045956 | 1.8726 | 62.639 | 74.4228 | 0.21757 | 0.69192 | 0.76395 | 0.76395 | 0.76395 | 90.5719 | 0 | 0 | 0 | 0.69192 | 0.80416 | 0.76395 | 0 | 0 | 0.46351 | 6.0061 | 0 | 0.11223 | -0.11223 | 21.4135 | 93.0275 | 0 | 17.7838 | 17.7838 | 2.1187 | 17.7838 | 0 | 0.84034 | 0.55354 | 0 | 6.6981
2025-12-01 17:00 | 0 | 0 | 70.1744 | 90 | 0 | 0 | 0.23552 | 0.23552 | 0.23552 | 0 | 0 | 0 | 0 | 0 | 0.24792 | 0.23552 | 0 | 0 | 0.76691 | 6.0061 | 0 | 0.24792 | -0.24792 | 21.1363 | 91.8234 | 0 | 5.4827 | 5.4827 | 0.65319 | 5.4827 | 0 | 0.25907 | 0 | 0 | 6.0061
2025-12-01 18:00 | 0 | 0 | 77.032 | 90 | 0 | 0 | 0.46377 | 0.46377 | 0.46377 | 0 | 0 | 5.5511e-17 | 0 | 0 | 0.48818 | 0.46377 | 0 | 0 | 1.0606 | 6.0061 | 0 | 0.48818 | -0.48818 | 20.5905 | 89.4522 | 0 | 10.7959 | 10.7959 | 1.2862 | 10.7959 | 0 | 0.51014 | 0 | 0 | 6.0061
2025-12-01 19:00 | 0 | 0 | 83.7697 | 90 | 0 | 0 | 0.59586 | 0.59586 | 0.59586 | 0 | 0 | 0 | 0 | 0 | 0.62722 | 0.59586 | 0 | 0 | 1.4914 | 6.0061 | 0 | 0.62722 | -0.62722 | 19.8892 | 86.4057 | 0 | 13.871 | 13.871 | 1.6525 | 13.871 | 0 | 0.65545 | 0 | 0 | 6.0061
2025-12-01 20:00 | 0 | 0 | 91.1693 | 90 | 0 | 0 | 0.44663 | 0.44663 | 0.44663 | 0 | 0 | 0 | 0 | 0 | 0.47013 | 0.44663 | 0 | 0 | 1.9755 | 6.0061 | 0 | 0.47013 | -0.47013 | 19.3636 | 84.1222 | 0 | 10.397 | 10.397 | 1.2387 | 10.397 | 0 | 0.49129 | 0 | 0 | 6.0061
2025-12-01 21:00 | 0 | 0 | 100.9019 | 90 | 0 | 0 | 0.55893 | 0.55893 | 0.55893 | 0 | 0 | 1.1102e-16 | 0 | 0 | 0.58835 | 0.55893 | 0 | 0 | 2.2661 | 6.0061 | 0 | 0.58835 | -0.58835 | 18.7058 | 81.2645 | 0 | 13.0114 | 13.0114 | 1.5501 | 13.0114 | 0 | 0.61483 | 0 | 0 | 6.0061
2025-12-01 22:00 | 0 | 0 | 118.6109 | 90 | 0 | 0 | 0.68531 | 0.68531 | 0.68531 | 0 | 0 | 1.1102e-16 | 0 | 0 | 0.72138 | 0.68531 | 0 | 0 | 2.6639 | 6.0061 | 0 | 0.72138 | -0.72138 | 17.8993 | 77.7607 | 0 | 15.9531 | 15.9531 | 1.9006 | 15.9531 | 0 | 0.75384 | 0 | 0 | 6.0061
2025-12-01 23:00 | 0 | 0 | 169.9402 | 90 | 0 | 0 | 0.40358 | 0.40358 | 0.40358 | 0 | 0 | 5.5511e-17 | 0 | 0 | 0.42482 | 0.40358 | 0 | 0 | 3.1632 | 6.0061 | 0 | 0.42482 | -0.42482 | 17.4243 | 75.6973 | 0 | 9.3949 | 9.3949 | 1.1193 | 9.3949 | 0 | 0.44394 | 0 | 0 | 6.0061
2025-12-02 | 0 | 0 | -125.998 | 90 | 0 | 0 | 0.30953 | 0.30953 | 0.30953 | 0 | 0 | 5.5511e-17 | 0 | 0 | 0.32582 | 0.30953 | 0 | 0 | 3.3683 | 6.0061 | 0 | 0.32582 | -0.32582 | 17.06 | 74.1147 | 0 | 7.2051 | 7.2051 | 0.85839 | 7.2051 | 0 | 0.34049 | 0 | 0 | 6.0061
2025-12-02 01:00 | 0 | 0 | -103.8816 | 90 | 0 | 0 | 0.41345 | 0.41345 | 0.41345 | 0 | 0 | 5.5511e-17 | 0 | 0 | 0.43521 | 0.41345 | 0 | 0 | 3.518 | 6.0061 | 0 | 0.43521 | -0.43521 | 16.5734 | 72.0008 | 0 | 9.6241 | 9.6241 | 1.1466 | 9.6241 | 0 | 0.4548 | 0 | 0 | 6.0061
2025-12-02 02:00 | 0 | 0 | -93.0789 | 90 | 0 | 0 | 0.30935 | 0.30935 | 0.30935 | 0 | 0 | 0 | 0 | 0 | 0.32563 | 0.30935 | 0 | 0 | 3.7958 | 6.0061 | 0 | 0.32563 | -0.32563 | 16.2094 | 70.4192 | 0 | 7.2009 | 7.2009 | 0.85789 | 7.2009 | 0 | 0.34029 | 0 | 0 | 6.0061
2025-12-02 03:00 | 0 | 0 | -85.3571 | 90 | 0 | 0 | 0.43431 | 0.43431 | 0.43431 | 0 | 0 | 5.5511e-17 | 0 | 0 | 0.45717 | 0.43431 | 0 | 0 | 3.9714 | 6.0061 | 0 | 0.45717 | -0.45717 | 15.6982 | 68.1987 | 0 | 10.1096 | 10.1096 | 1.2044 | 10.1096 | 0 | 0.47774 | 0 | 0 | 6.0061
2025-12-02 04:00 | 0 | 0 | -78.5669 | 90 | 0 | 0 | 0.29534 | 0.29534 | 0.29534 | 0 | 0 | 5.5511e-17 | 0 | 0 | 0.31088 | 0.29534 | 0 | 0 | 4.2802 | 5.8056 | 0 | 0.31088 | -0.31088 | 15.3507 | 66.6886 | 0 | 6.8747 | 6.8747 | 0.81903 | 6.8747 | 0 | 0.32487 | 0 | 0 | 5.8056
2025-12-02 05:00 | 0 | 0 | -71.809 | 90 | 0 | 0 | 0.35778 | 0.35778 | 0.35778 | 0 | 0 | 5.5511e-17 | 0 | 0 | 0.37661 | 0.35778 | 0 | 0 | 4.4442 | 5.4947 | 0 | 0.37661 | -0.37661 | 14.9296 | 64.8594 | 0 | 8.3281 | 8.3281 | 0.99218 | 8.3281 | 0 | 0.39356 | 0 | 0 | 5.4947
2025-12-02 06:00 | 0.0092634 | 0 | -64.5018 | 90 | 0 | 0 | 0.33821 | 0.33821 | 0.33821 | 0 | 0 | 0 | 0 | 0 | 0.35601 | 0.33821 | 0 | 0 | 4.6838 | 5.1181 | 0 | 0.35601 | -0.35601 | 14.5316 | 63.1302 | 0 | 7.8726 | 7.8726 | 0.93792 | 7.8726 | 0 | 0.37203 | 0 | 0 | 5.1181
2025-12-02 07:00 | 0.13396 | 10.0337 | -56.1114 | 64.1445 | 0.25042 | 0.79637 | 0.30034 | 0.30034 | 0.30034 | 265.1581 | 0 | 0 | 0 | 0.79637 | 0.31615 | 0.30034 | 0 | 0 | 4.902 | 4.7621 | 0.48023 | 0 | 0.48023 | 14.9611 | 64.9962 | 0 | 6.9911 | 6.9911 | 0.83289 | 6.9911 | 0 | 0.33037 | 0.6371 | 0 | 5.5585
2025-12-02 08:00 | 0.36996 | 19.9846 | -46.0598 | 50.7424 | 0.67029 | 2.1316 | 0.38192 | 0.38192 | 0.38192 | 558.1339 | 0 | 0 | 0 | 2.1316 | 0.40202 | 0.38192 | 0 | 0 | 4.4582 | 5.1463 | 1.7296 | 0 | 1.7296 | 16.5081 | 71.717 | 0 | 8.8901 | 8.8901 | 1.0591 | 8.8901 | 0 | 0.42011 | 1.7053 | 0 | 7.2779
2025-12-02 09:00 | 0.5775 | 28.2018 | -33.7695 | 38.1505 | 0.95091 | 3.024 | 0.51978 | 0.51978 | 0.51978 | 581.7888 | 0 | 0 | 0 | 3.024 | 0.54714 | 0.51978 | 0 | 0 | 3.233 | 6.0061 | 2.4769 | 0 | 2.4769 | 18.7235 | 81.3415 | 0 | 12.0992 | 12.0992 | 1.4415 | 12.0992 | 0 | 0.57176 | 2.4192 | 0 | 9.0302
2025-12-02 10:00 | 0.53578 | 33.8999 | -18.9577 | 27.5779 | 0.81337 | 2.5867 | 0.37278 | 0.37278 | 0.37278 | 693.8895 | 0.51798 | 0 | 0 | 2.5867 | 0.3924 | 0.37278 | 0 | 0 | 1.6763 | 6.0061 | 1.6763 | 0 | 1.6763 | 20.2228 | 87.855 | 0 | 8.6772 | 8.6772 | 1.0338 | 8.6772 | 0 | 0.41005 | 2.0693 | 0 | 8.5928
2025-12-02 11:00 | 0.74246 | 36.2608 | -2.2067 | 22.185 | 1.1542 | 3.6705 | 0.38215 | 0.38215 | 0.38215 | 960.4883 | 2.3924 | 0 | 0 | 3.6705 | 0.40226 | 0.38215 | 0 | 0 | 0.87584 | 6.0061 | 0.87584 | 0 | 0.87584 | 21.0062 | 91.2583 | 0 | 8.8954 | 8.8954 | 1.0598 | 8.8954 | 0 | 0.42037 | 2.9364 | 0 | 9.6767
2025-12-02 12:00 | 0.68765 | 34.8502 | 14.8024 | 25.5175 | 1.0758 | 3.4212 | 0.74947 | 0.74947 | 0.74947 | 456.4872 | 2.0019 | 0 | 0 | 3.4212 | 0.78891 | 0.74947 | 0 | 0 | 0.63041 | 6.0061 | 0.63041 | 0 | 0.63041 | 21.5701 | 93.7079 | 0 | 17.4467 | 17.4467 | 2.0785 | 17.4467 | 0 | 0.82441 | 2.737 | 0 | 9.4274
2025-12-02 13:00 | 0.61132 | 29.9354 | 30.2137 | 35.1708 | 0.99157 | 3.1534 | 0.62548 | 0.62548 | 0.62548 | 504.1529 | 2.0412 | 0 | 0 | 3.1534 | 0.6584 | 0.62548 | 0 | 0 | 0.45376 | 6.0061 | 0.45376 | 0 | 0.45376 | 21.9759 | 95.4711 | 0 | 14.5604 | 14.5604 | 1.7347 | 14.5604 | 0 | 0.68803 | 2.5227 | 0 | 9.1595
2025-12-02 14:00 | 0.48834 | 22.2821 | 43.1461 | 47.4124 | 0.86309 | 2.7448 | 0.89228 | 0.89228 | 0.89228 | 307.614 | 1.4789 | 0 | 0 | 2.7448 | 0.93924 | 0.89228 | 0 | 0 | 0.32661 | 6.0061 | 0.32661 | 0 | 0.32661 | 22.268 | 96.7402 | 0 | 20.7713 | 20.7713 | 2.4746 | 20.7713 | 0 | 0.98151 | 2.1958 | 0 | 8.7509
2025-12-02 15:00 | 0.24752 | 12.7109 | 53.72 | 60.6673 | 0.53754 | 1.7095 | 0.7221 | 0.7221 | 0.7221 | 236.7362 | 0.71428 | 0 | 0 | 1.7095 | 0.7601 | 0.7221 | 0 | 0 | 0.23508 | 6.0061 | 0.23508 | 0 | 0.23508 | 22.4783 | 97.6536 | 0 | 16.8095 | 16.8095 | 2.0026 | 16.8095 | 0 | 0.79431 | 1.3676 | 0 | 7.7156
2025-12-02 16:00 | 0.037273 | 1.8603 | 62.4785 | 74.3561 | 0.14724 | 0.46823 | 0.77686 | 0.77686 | 0.77686 | 60.2726 | 0 | 1.1102e-16 | 0 | 0.46823 | 0.81775 | 0.77686 | 0 | 0 | 0.16921 | 6.0061 | 0 | 0.34951 | -0.34951 | 22.0875 | 95.956 | 0 | 18.0844 | 18.0844 | 2.1545 | 18.0844 | 0 | 0.85454 | 0.37459 | 0 | 6.4744
2025-12-02 17:00 | 0 | 0 | 70.0112 | 90 | 0 | 0 | 0.66006 | 0.66006 | 0.66006 | 0 | 0 | 1.1102e-16 | 0 | 0 | 0.6948 | 0.66006 | 0 | 0 | 0.55672 | 6.0061 | 0 | 0.6948 | -0.6948 | 21.3107 | 92.5813 | 0 | 15.3655 | 15.3655 | 1.8306 | 15.3655 | 0 | 0.72607 | 0 | 0 | 6.0061
2025-12-02 18:00 | 0 | 0 | 76.859 | 90 | 0 | 0 | 0.55089 | 0.55089 | 0.55089 | 0 | 0 | 0 | 0 | 0 | 0.57988 | 0.55089 | 0 | 0 | 1.1583 | 6.0061 | 0 | 0.57988 | -0.57988 | 20.6624 | 89.7647 | 0 | 12.824 | 12.824 | 1.5278 | 12.824 | 0 | 0.60598 | 0 | 0 | 6.0061
2025-12-02 19:00 | 0 | 0 | 83.5756 | 90 | 0 | 0 | 0.60199 | 0.60199 | 0.60199 | 0 | 0 | 1.1102e-16 | 0 | 0 | 0.63367 | 0.60199 | 0 | 0 | 1.5618 | 6.0061 | 0 | 0.63367 | -0.63367 | 19.9539 | 86.6869 | 0 | 14.0136 | 14.0136 | 1.6695 | 14.0136 | 0 | 0.66219 | 0 | 0 | 6.0061
2025-12-02 20:00 | 0 | 0 | 90.9337 | 90 | 0 | 0 | 0.73243 | 0.73243 | 0.73243 | 0 | 0 | 1.1102e-16 | 0 | 0 | 0.77098 | 0.73243 | 0 | 0 | 1.9896 | 6.0061 | 0 | 0.77098 | -0.77098 | 19.092 | 82.9421 | 0 | 17.0502 | 17.0502 | 2.0313 | 17.0502 | 0 | 0.80568 | 0 | 0 | 6.0061
2025-12-02 21:00 | 0 | 0 | 100.5805 | 90 | 0 | 0 | 0.80011 | 0.80011 | 0.80011 | 0 | 0 | 1.1102e-16 | 0 | 0 | 0.84222 | 0.80011 | 0 | 0 | 2.5218 | 6.0061 | 0 | 0.84222 | -0.84222 | 18.1503 | 78.8513 | 0 | 18.6257 | 18.6257 | 2.219 | 18.6257 | 0 | 0.88012 | 0 | 0 | 6.0061
2025-12-02 22:00 | 0 | 0 | 118.0869 | 90 | 0 | 0 | 0.71681 | 0.71681 | 0.71681 | 0 | 0 | 1.1102e-16 | 0 | 0 | 0.75453 | 0.71681 | 0 | 0 | 3.0885 | 6.0061 | 0 | 0.75453 | -0.75453 | 17.3067 | 75.1864 | 0 | 16.6864 | 16.6864 | 1.988 | 16.6864 | 0 | 0.78849 | 0 | 0 | 6.0061
2025-12-02 23:00 | 0 | 0 | 169.3205 | 90 | 0 | 0 | 0.62262 | 0.62262 | 0.62262 | 0 | 0 | 0 | 0 | 0 | 0.65539 | 0.62262 | 0 | 0 | 3.5527 | 6.0061 | 0 | 0.65539 | -0.65539 | 16.574 | 72.0031 | 0 | 14.4939 | 14.4939 | 1.7268 | 14.4939 | 0 | 0.68488 | 0 | 0 | 6.0061
2025-12-03 | 0 | 0 | -125.8382 | 90 | 0 | 0 | 0.38604 | 0.38604 | 0.38604 | 0 | 0 | 5.5511e-17 | 0 | 0 | 0.40636 | 0.38604 | 0 | 0 | 3.9311 | 6.0061 | 0 | 0.40636 | -0.40636 | 16.1196 | 70.0294 | 0 | 8.986 | 8.986 | 1.0706 | 8.986 | 0 | 0.42465 | 0 | 0 | 6.0061
2025-12-03 01:00 | 0 | 0 | -103.7049 | 90 | 0 | 0 | 0.37399 | 0.37399 | 0.37399 | 0 | 0 | 0 | 0 | 0 | 0.39367 | 0.37399 | 0 | 0 | 4.1028 | 6.0061 | 0 | 0.39367 | -0.39367 | 15.6795 | 68.1173 | 0 | 8.7054 | 8.7054 | 1.0371 | 8.7054 | 0 | 0.41139 | 0 | 0 | 6.0061
2025-12-03 02:00 | 0 | 0 | -92.9412 | 90 | 0 | 0 | 0.38328 | 0.38328 | 0.38328 | 0 | 0 | 5.5511e-17 | 0 | 0 | 0.40345 | 0.38328 | 0 | 0 | 4.3089 | 5.7889 | 0 | 0.40345 | -0.40345 | 15.2284 | 66.1576 | 0 | 8.9218 | 8.9218 | 1.0629 | 8.9218 | 0 | 0.42161 | 0 | 0 | 5.7889
2025-12-03 03:00 | 0 | 0 | -85.2473 | 90 | 0 | 0 | 0.22264 | 0.22264 | 0.22264 | 0 | 0 | 2.7756e-17 | 0 | 0 | 0.23436 | 0.22264 | 0 | 0 | 4.5457 | 5.3854 | 0 | 0.23436 | -0.23436 | 14.9664 | 65.0193 | 0 | 5.1824 | 5.1824 | 0.61742 | 5.1824 | 0 | 0.2449 | 0 | 0 | 5.3854
2025-12-03 04:00 | 0 | 0 | -78.4766 | 90 | 0 | 0 | 0.3032 | 0.3032 | 0.3032 | 0 | 0 | 0 | 0 | 0 | 0.31916 | 0.3032 | 0 | 0 | 4.6389 | 5.1511 | 0 | 0.31916 | -0.31916 | 14.6096 | 63.4691 | 0 | 7.0577 | 7.0577 | 0.84083 | 7.0577 | 0 | 0.33352 | 0 | 0 | 5.1511
2025-12-03 05:00 | 0 | 0 | -71.7336 | 90 | 0 | 0 | 0.36675 | 0.36675 | 0.36675 | 0 | 0 | 5.5511e-17 | 0 | 0 | 0.38605 | 0.36675 | 0 | 0 | 4.8378 | 4.8319 | 0 | 0.38605 | -0.38605 | 14.178 | 61.594 | 0 | 8.537 | 8.537 | 1.0171 | 8.537 | 0 | 0.40343 | 0 | 0 | 4.8319
2025-12-03 06:00 | 0.018031 | 0 | -64.4401 | 90 | 0 | 0 | 0.19403 | 0.19403 | 0.19403 | 0 | 0 | 2.7756e-17 | 0 | 0 | 0.20424 | 0.19403 | 0 | 0 | 5.0966 | 4.4458 | 0 | 0.20424 | -0.20424 | 13.9496 | 60.602 | 0 | 4.5166 | 4.5166 | 0.53809 | 4.5166 | 0 | 0.21344 | 0 | 0 | 4.4458
2025-12-03 07:00 | 0.095144 | 9.8841 | -56.0652 | 64.2536 | 0.12164 | 0.38685 | 0.40394 | 0.40394 | 0.40394 | 95.7695 | 0 | 0 | 0 | 0.38685 | 0.4252 | 0.40394 | 0 | 0 | 5.143 | 4.2416 | 0 | 0.038349 | -0.038349 | 13.9067 | 60.4157 | 0 | 9.4026 | 9.4026 | 1.1202 | 9.4026 | 0 | 0.44433 | 0.30948 | 0 | 4.6284
2025-12-03 08:00 | 0.31787 | 19.83 | -46.0349 | 50.866 | 0.55027 | 1.7499 | 0.32245 | 0.32245 | 0.32245 | 542.6964 | 0 | 0 | 0 | 1.7499 | 0.33943 | 0.32245 | 0 | 0 | 5.142 | 4.2032 | 1.4105 | 0 | 1.4105 | 15.1683 | 65.8966 | 0 | 7.5059 | 7.5059 | 0.89422 | 7.5059 | 0 | 0.3547 | 1.4 | 0 | 5.9532
2025-12-03 09:00 | 0.43913 | 28.0455 | -33.776 | 38.2911 | 0.68816 | 2.1885 | 0.37091 | 0.37091 | 0.37091 | 590.0275 | 0 | 0 | 0 | 2.1885 | 0.39043 | 0.37091 | 0 | 0 | 4.0914 | 5.3317 | 1.798 | 0 | 1.798 | 16.7765 | 72.8832 | 0 | 8.6337 | 8.6337 | 1.0286 | 8.6337 | 0 | 0.408 | 1.7508 | 0 | 7.5201
2025-12-03 10:00 | 0.39193 | 33.7492 | -19.0078 | 27.7334 | 0.49205 | 1.5648 | 0.32673 | 0.32673 | 0.32673 | 478.921 | 0 | 0 | 0 | 1.5648 | 0.34393 | 0.32673 | 0 | 0 | 2.9586 | 6.0061 | 1.2209 | 0 | 1.2209 | 17.8685 | 77.6271 | 0 | 7.6054 | 7.6054 | 0.90608 | 7.6054 | 0 | 0.35941 | 1.2518 | 0 | 7.5709
2025-12-03 11:00 | 0.42988 | 36.1264 | -2.3059 | 22.3235 | 0.54715 | 1.74 | 0.26125 | 0.26125 | 0.26125 | 666.0491 | 0 | 0 | 0 | 1.74 | 0.275 | 0.26125 | 0 | 0 | 2.3734 | 6.0061 | 1.465 | 0 | 1.465 | 19.1789 | 83.3198 | 0 | 6.0812 | 6.0812 | 0.72449 | 6.0812 | 0 | 0.28737 | 1.392 | 0 | 7.7462
2025-12-03 12:00 | 0.45412 | 34.7423 | 14.6646 | 25.5851 | 0.61825 | 1.9661 | 0.62644 | 0.62644 | 0.62644 | 313.8575 | 0 | 0 | 0 | 1.9661 | 0.65942 | 0.62644 | 0 | 0 | 1.6002 | 6.0061 | 1.3067 | 0 | 1.3067 | 20.3477 | 88.3974 | 0 | 14.5829 | 14.5829 | 1.7374 | 14.5829 | 0 | 0.68909 | 1.5729 | 0 | 7.9723
2025-12-03 13:00 | 0.35427 | 29.858 | 30.0569 | 35.1775 | 0.45567 | 1.4491 | 0.58531 | 0.58531 | 0.58531 | 247.5777 | 0 | 0 | 0 | 1.4491 | 0.61612 | 0.58531 | 0 | 0 | 0.96509 | 6.0061 | 0.83298 | 0 | 0.83298 | 21.0927 | 91.6341 | 0 | 13.6254 | 13.6254 | 1.6233 | 13.6254 | 0 | 0.64384 | 1.1593 | 0 | 7.4553
2025-12-03 14:00 | 0.14342 | 22.2331 | 42.9857 | 47.3829 | 0.14081 | 0.4478 | 0.8542 | 0.8542 | 0.8542 | 52.4229 | 0 | 0 | 0 | 0.4478 | 0.89916 | 0.8542 | 0 | 0 | 0.66109 | 6.0061 | 0 | 0.45136 | -0.45136 | 20.5881 | 89.4418 | 0 | 19.8847 | 19.8847 | 2.369 | 19.8847 | 0 | 0.93962 | 0.35824 | 0 | 6.4539
2025-12-03 15:00 | 0.084112 | 12.6855 | 53.5618 | 60.6149 | 0.084432 | 0.26851 | 0.51161 | 0.51161 | 0.51161 | 52.4828 | 0 | 0 | 0 | 0.26851 | 0.53854 | 0.51161 | 0 | 0 | 1.2973 | 6.0061 | 0 | 0.27003 | -0.27003 | 20.2862 | 88.1302 | 0 | 11.9098 | 11.9098 | 1.4189 | 11.9098 | 0 | 0.56278 | 0.21481 | 0 | 6.2747
2025-12-03 16:00 | 0.024394 | 1.8534 | 62.3222 | 74.2869 | 0.044789 | 0.14244 | 0.61133 | 0.61133 | 0.61133 | 23.2995 | 0 | 0 | 0 | 0.14244 | 0.64351 | 0.61133 | 0 | 0 | 1.571 | 6.0061 | 0 | 0.50107 | -0.50107 | 19.726 | 85.6964 | 0 | 14.2311 | 14.2311 | 1.6954 | 14.2311 | 0 | 0.67247 | 0.11395 | 0 | 6.1486
2025-12-03 17:00 | 0 | 0 | 69.8527 | 90 | 0 | 0 | 0.5328 | 0.5328 | 0.5328 | 0 | 0 | 1.1102e-16 | 0 | 0 | 0.56084 | 0.5328 | 0 | 0 | 1.9925 | 6.0061 | 0 | 0.56084 | -0.56084 | 19.0989 | 82.9724 | 0 | 12.4029 | 12.4029 | 1.4776 | 12.4029 | 0 | 0.58608 | 0 | 0 | 6.0061
2025-12-03 18:00 | 0 | 0 | 76.6914 | 90 | 0 | 0 | 0.83642 | 0.83642 | 0.83642 | 0 | 0 | 1.1102e-16 | 0 | 0 | 0.88044 | 0.83642 | 0 | 0 | 2.406 | 6.0061 | 0 | 0.88044 | -0.88044 | 18.1146 | 78.696 | 0 | 19.4708 | 19.4708 | 2.3197 | 19.4708 | 0 | 0.92006 | 0 | 0 | 6.0061
2025-12-03 19:00 | 0 | 0 | 83.3878 | 90 | 0 | 0 | 0.4899 | 0.4899 | 0.4899 | 0 | 0 | 5.5511e-17 | 0 | 0 | 0.51569 | 0.4899 | 0 | 0 | 3.07 | 6.0061 | 0 | 0.51569 | -0.51569 | 17.538 | 76.1912 | 0 | 11.4043 | 11.4043 | 1.3587 | 11.4043 | 0 | 0.53889 | 0 | 0 | 6.0061
2025-12-03 20:00 | 0 | 0 | 90.7061 | 90 | 0 | 0 | 0.61644 | 0.61644 | 0.61644 | 0 | 0 | 0 | 0 | 0 | 0.64888 | 0.61644 | 0 | 0 | 3.3416 | 6.0061 | 0 | 0.64888 | -0.64888 | 16.8125 | 73.0395 | 0 | 14.3499 | 14.3499 | 1.7096 | 14.3499 | 0 | 0.67808 | 0 | 0 | 6.0061
2025-12-03 21:00 | 0 | 0 | 100.2697 | 90 | 0 | 0 | 0.59397 | 0.59397 | 0.59397 | 0 | 0 | 1.1102e-16 | 0 | 0 | 0.62523 | 0.59397 | 0 | 0 | 3.7605 | 6.0061 | 0 | 0.62523 | -0.62523 | 16.1135 | 70.0027 | 0 | 13.827 | 13.827 | 1.6473 | 13.827 | 0 | 0.65337 | 0 | 0 | 6.0061
2025-12-03 22:00 | 0 | 0 | 117.5759 | 90 | 0 | 0 | 0.51314 | 0.51314 | 0.51314 | 0 | 0 | 0 | 0 | 0 | 0.54014 | 0.51314 | 0 | 0 | 4.1498 | 6.0061 | 0 | 0.54014 | -0.54014 | 15.5096 | 67.3791 | 0 | 11.9452 | 11.9452 | 1.4231 | 11.9452 | 0 | 0.56445 | 0 | 0 | 6.0061
2025-12-03 23:00 | 0 | 0 | 168.6808 | 90 | 0 | 0 | 0.71029 | 0.71029 | 0.71029 | 0 | 0 | 1.1102e-16 | 0 | 0 | 0.74768 | 0.71029 | 0 | 0 | 4.4627 | 5.6369 | 0 | 0.74768 | -0.74768 | 14.6737 | 63.7476 | 0 | 16.5348 | 16.5348 | 1.9699 | 16.5348 | 0 | 0.78132 | 0 | 0 | 5.6369
2025-12-04 | 0 | 0 | -125.6992 | 90 | 0 | 0 | 0.32248 | 0.32248 | 0.32248 | 0 | 0 | 5.5511e-17 | 0 | 0 | 0.33946 | 0.32248 | 0 | 0 | 4.9749 | 4.8892 | 0 | 0.33946 | -0.33946 | 14.2942 | 62.0988 | 0 | 7.5066 | 7.5066 | 0.8943 | 7.5066 | 0 | 0.35473 | 0 | 0 | 4.8892
2025-12-04 01:00 | 0 | 0 | -103.5416 | 90 | 0 | 0 | 0.29703 | 0.29703 | 0.29703 | 0 | 0 | 5.5511e-17 | 0 | 0 | 0.31266 | 0.29703 | 0 | 0 | 5.0947 | 4.5498 | 0 | 0.31266 | -0.31266 | 13.9446 | 60.5802 | 0 | 6.914 | 6.914 | 0.8237 | 6.914 | 0 | 0.32673 | 0 | 0 | 4.5498
2025-12-04 02:00 | 0 | 0 | -92.8136 | 90 | 0 | 0 | 0.20404 | 0.20404 | 0.20404 | 0 | 0 | 2.7756e-17 | 0 | 0 | 0.21477 | 0.20404 | 0 | 0 | 5.143 | 4.2371 | 0 | 0.21477 | -0.21477 | 13.7045 | 59.537 | 0 | 4.7494 | 4.7494 | 0.56582 | 4.7494 | 0 | 0.22444 | 0 | 0 | 4.2371
2025-12-04 03:00 | 0 | 0 | -85.1458 | 90 | 0 | 0 | 0.3565 | 0.3565 | 0.3565 | 0 | 0 | 5.5511e-17 | 0 | 0 | 0.37526 | 0.3565 | 0 | 0 | 5.143 | 4.0223 | 0 | 0.37526 | -0.37526 | 13.2849 | 57.7143 | 0 | 8.2984 | 8.2984 | 0.98864 | 8.2984 | 0 | 0.39215 | 0 | 0 | 4.0223
2025-12-04 04:00 | 0 | 0 | -78.3935 | 90 | 0 | 0 | 0.44161 | 0.44161 | 0.44161 | 0 | 0 | 5.5511e-17 | 0 | 0 | 0.46485 | 0.44161 | 0 | 0 | 5.143 | 3.6471 | 0 | 0.46485 | -0.46485 | 12.7652 | 55.4564 | 0 | 10.2795 | 10.2795 | 1.2247 | 10.2795 | 0 | 0.48577 | 0 | 0 | 3.6471
2025-12-04 05:00 | 0 | 0 | -71.6649 | 90 | 0 | 0 | 0.29506 | 0.29506 | 0.29506 | 0 | 0 | 0 | 0 | 0 | 0.31059 | 0.29506 | 0 | 0 | 5.143 | 3.1822 | 0 | 0.31059 | -0.31059 | 12.4179 | 53.9479 | 0 | 6.8682 | 6.8682 | 0.81825 | 6.8682 | 0 | 0.32457 | 0 | 0 | 3.1822
2025-12-04 06:00 | 0.012089 | 0 | -64.3848 | 90 | 0 | 0 | 0.31573 | 0.31573 | 0.31573 | 0 | 0 | 5.5511e-17 | 0 | 0 | 0.33235 | 0.31573 | 0 | 0 | 5.143 | 2.8716 | 0 | 0.33235 | -0.33235 | 12.0464 | 52.3336 | 0 | 7.3494 | 7.3494 | 0.87558 | 7.3494 | 0 | 0.3473 | 0 | 0 | 2.8716
2025-12-04 07:00 | 0.18294 | 9.7374 | -56.0254 | 64.3632 | 0.45297 | 1.4405 | 0.2364 | 0.2364 | 0.2364 | 609.3651 | 0 | 0 | 0 | 1.4405 | 0.24884 | 0.2364 | 0 | 0 | 5.143 | 2.5393 | 1.1917 | 0 | 1.1917 | 13.1122 | 56.9641 | 0 | 5.5027 | 5.5027 | 0.65557 | 5.5027 | 0 | 0.26004 | 1.1524 | 0 | 3.9798
2025-12-04 08:00 | 0.24529 | 19.6791 | -46.0161 | 50.9894 | 0.34936 | 1.111 | 0.24878 | 0.24878 | 0.24878 | 446.589 | 0 | 0 | 0 | 1.111 | 0.26187 | 0.24878 | 0 | 0 | 5.143 | 3.4926 | 0.84914 | 0 | 0.84914 | 13.8717 | 60.2636 | 0 | 5.7909 | 5.7909 | 0.6899 | 5.7909 | 0 | 0.27365 | 0.88881 | 0 | 4.6036
2025-12-04 09:00 | 0.36176 | 27.894 | -33.7881 | 38.4299 | 0.50199 | 1.5964 | 0.36169 | 0.36169 | 0.36169 | 441.3802 | 0 | 0 | 0 | 1.5964 | 0.38073 | 0.36169 | 0 | 0 | 4.8242 | 4.1719 | 1.2157 | 0 | 1.2157 | 14.9591 | 64.9874 | 0 | 8.4192 | 8.4192 | 1.003 | 8.4192 | 0 | 0.39786 | 1.2771 | 0 | 5.7684
2025-12-04 10:00 | 0.32822 | 33.6042 | -19.0622 | 27.8849 | 0.36875 | 1.1727 | 0.32415 | 0.32415 | 0.32415 | 361.7693 | 0 | 0 | 0 | 1.1727 | 0.34121 | 0.32415 | 0 | 0 | 4.1032 | 5.1445 | 0.83147 | 0 | 0.83147 | 15.7028 | 68.2183 | 0 | 7.5454 | 7.5454 | 0.89893 | 7.5454 | 0 | 0.35657 | 0.93815 | 0 | 6.3172
2025-12-04 11:00 | 0.44522 | 35.9985 | -2.4073 | 22.4559 | 0.58255 | 1.8526 | 0.29743 | 0.29743 | 0.29743 | 622.8802 | 0 | 0 | 0 | 1.8526 | 0.31308 | 0.29743 | 0 | 0 | 3.7229 | 5.8097 | 1.5395 | 0 | 1.5395 | 17.0798 | 74.2005 | 0 | 6.9233 | 6.9233 | 0.82482 | 6.9233 | 0 | 0.32717 | 1.4821 | 0 | 7.6623
2025-12-04 12:00 | 0.54139 | 34.6411 | 14.5268 | 25.6468 | 0.81729 | 2.5991 | 0.67641 | 0.67641 | 0.67641 | 384.2554 | 0 | 0 | 0 | 2.5991 | 0.71201 | 0.67641 | 0 | 0 | 2.8155 | 6.0061 | 1.8871 | 0 | 1.8871 | 18.7676 | 81.5333 | 0 | 15.746 | 15.746 | 1.8759 | 15.746 | 0 | 0.74405 | 2.0793 | 0 | 8.6053
2025-12-04 13:00 | 0.43973 | 29.7872 | 29.902 | 35.1795 | 0.66073 | 2.1012 | 0.72012 | 0.72012 | 0.72012 | 291.7886 | 0 | 0 | 0 | 2.1012 | 0.75802 | 0.72012 | 0 | 0 | 1.7378 | 6.0061 | 1.3432 | 0 | 1.3432 | 19.9691 | 86.7526 | 0 | 16.7636 | 16.7636 | 1.9972 | 16.7636 | 0 | 0.79214 | 1.681 | 0 | 8.1074
2025-12-04 14:00 | 0.19393 | 22.1903 | 42.8282 | 47.3497 | 0.20912 | 0.66504 | 0.44768 | 0.44768 | 0.44768 | 148.5514 | 0 | 0 | 0 | 0.66504 | 0.47124 | 0.44768 | 0 | 0 | 1.1279 | 6.0061 | 0.19379 | 0 | 0.19379 | 20.1424 | 87.5056 | 0 | 10.4215 | 10.4215 | 1.2416 | 10.4215 | 0 | 0.49245 | 0.53203 | 0 | 6.6712
2025-12-04 15:00 | 0.18077 | 12.6657 | 53.4074 | 60.5593 | 0.33335 | 1.0601 | 0.56654 | 0.56654 | 0.56654 | 187.1196 | 0 | 0 | 0 | 1.0601 | 0.59636 | 0.56654 | 0 | 0 | 1.3096 | 6.0061 | 0.46375 | 0 | 0.46375 | 20.5572 | 89.3076 | 0 | 13.1884 | 13.1884 | 1.5712 | 13.1884 | 0 | 0.62319 | 0.84808 | 0 | 7.0663
2025-12-04 16:00 | 0.034769 | 1.8517 | 62.1702 | 74.2151 | 0.12435 | 0.39546 | 0.26621 | 0.26621 | 0.26621 | 148.5501 | 0 | 0 | 0 | 0.39546 | 0.28022 | 0.26621 | 0 | 0 | 1.141 | 6.0061 | 0.11523 | 0 | 0.11523 | 20.6603 | 89.7554 | 0 | 6.1971 | 6.1971 | 0.73829 | 6.1971 | 0 | 0.29283 | 0.31636 | 0 | 6.4016
2025-12-04 17:00 | 0 | 0 | 69.699 | 90 | 0 | 0 | 0.45628 | 0.45628 | 0.45628 | 0 | 0 | 5.5511e-17 | 0 | 0 | 0.48029 | 0.45628 | 0 | 0 | 1.1874 | 6.0061 | 0 | 0.48029 | -0.48029 | 20.1233 | 87.4225 | 0 | 10.6216 | 10.6216 | 1.2654 | 10.6216 | 0 | 0.50191 | 0 | 0 | 6.0061
2025-12-04 18:00 | 0 | 0 | 76.5292 | 90 | 0 | 0 | 0.78753 | 0.78753 | 0.78753 | 0 | 0 | 0 | 0 | 0 | 0.82898 | 0.78753 | 0 | 0 | 1.6889 | 6.0061 | 0 | 0.82898 | -0.82898 | 19.1964 | 83.3961 | 0 | 18.3328 | 18.3328 | 2.1841 | 18.3328 | 0 | 0.86628 | 0 | 0 | 6.0061
2025-12-04 19:00 | 0 | 0 | 83.2065 | 90 | 0 | 0 | 0.55837 | 0.55837 | 0.55837 | 0 | 0 | 1.1102e-16 | 0 | 0 | 0.58776 | 0.55837 | 0 | 0 | 2.3893 | 6.0061 | 0 | 0.58776 | -0.58776 | 18.5393 | 80.5412 | 0 | 12.9983 | 12.9983 | 1.5486 | 12.9983 | 0 | 0.61421 | 0 | 0 | 6.0061
2025-12-04 20:00 | 0 | 0 | 90.4866 | 90 | 0 | 0 | 0.50242 | 0.50242 | 0.50242 | 0 | 0 | 1.1102e-16 | 0 | 0 | 0.52886 | 0.50242 | 0 | 0 | 2.7696 | 6.0061 | 0 | 0.52886 | -0.52886 | 17.948 | 77.9725 | 0 | 11.6958 | 11.6958 | 1.3934 | 11.6958 | 0 | 0.55266 | 0 | 0 | 6.0061
2025-12-04 21:00 | 0 | 0 | 99.9696 | 90 | 0 | 0 | 0.32671 | 0.32671 | 0.32671 | 0 | 0 | 5.5511e-17 | 0 | 0 | 0.34391 | 0.32671 | 0 | 0 | 3.089 | 6.0061 | 0 | 0.34391 | -0.34391 | 17.5635 | 76.3021 | 0 | 7.6055 | 7.6055 | 0.90609 | 7.6055 | 0 | 0.35938 | 0 | 0 | 6.0061
2025-12-04 22:00 | 0 | 0 | 117.0785 | 90 | 0 | 0 | 0.46571 | 0.46571 | 0.46571 | 0 | 0 | 5.5511e-17 | 0 | 0 | 0.49022 | 0.46571 | 0 | 0 | 3.248 | 6.0061 | 0 | 0.49022 | -0.49022 | 17.0154 | 73.921 | 0 | 10.8412 | 10.8412 | 1.2916 | 10.8412 | 0 | 0.51228 | 0 | 0 | 6.0061
2025-12-04 23:00 | 0 | 0 | 168.0223 | 90 | 0 | 0 | 0.6782 | 0.6782 | 0.6782 | 0 | 0 | 0 | 0 | 0 | 0.71389 | 0.6782 | 0 | 0 | 3.5693 | 6.0061 | 0 | 0.71389 | -0.71389 | 16.2173 | 70.4535 | 0 | 15.7877 | 15.7877 | 1.8809 | 15.7877 | 0 | 0.74602 | 0 | 0 | 6.0061
2025-12-05 | 0 | 0 | -125.5817 | 90 | 0 | 0 | 0.3151 | 0.3151 | 0.3151 | 0 | 0 | 5.5511e-17 | 0 | 0 | 0.33169 | 0.3151 | 0 | 0 | 4.0821 | 6.0061 | 0 | 0.33169 | -0.33169 | 15.8464 | 68.8425 | 0 | 7.3348 | 7.3348 | 0.87384 | 7.3348 | 0 | 0.34661 | 0 | 0 | 6.0061
2025-12-05 01:00 | 0 | 0 | -103.3918 | 90 | 0 | 0 | 0.38267 | 0.38267 | 0.38267 | 0 | 0 | 5.5511e-17 | 0 | 0 | 0.40281 | 0.38267 | 0 | 0 | 4.2136 | 5.9382 | 0 | 0.40281 | -0.40281 | 15.3961 | 66.8859 | 0 | 8.9076 | 8.9076 | 1.0612 | 8.9076 | 0 | 0.42094 | 0 | 0 | 5.9382
2025-12-05 02:00 | 0 | 0 | -92.6959 | 90 | 0 | 0 | 0.35284 | 0.35284 | 0.35284 | 0 | 0 | 0 | 0 | 0 | 0.37141 | 0.35284 | 0 | 0 | 4.4511 | 5.5354 | 0 | 0.37141 | -0.37141 | 14.9808 | 65.082 | 0 | 8.2132 | 8.2132 | 0.97848 | 8.2132 | 0 | 0.38812 | 0 | 0 | 5.5354
2025-12-05 03:00 | 0 | 0 | -85.0525 | 90 | 0 | 0 | 0.29362 | 0.29362 | 0.29362 | 0 | 0 | 0 | 0 | 0 | 0.30907 | 0.29362 | 0 | 0 | 4.6679 | 5.1639 | 0 | 0.30907 | -0.30907 | 14.6353 | 63.5808 | 0 | 6.8347 | 6.8347 | 0.81426 | 6.8347 | 0 | 0.32298 | 0 | 0 | 5.1639
2025-12-05 04:00 | 0 | 0 | -78.3176 | 90 | 0 | 0 | 0.3725 | 0.3725 | 0.3725 | 0 | 0 | 5.5511e-17 | 0 | 0 | 0.3921 | 0.3725 | 0 | 0 | 4.8369 | 4.8549 | 0 | 0.3921 | -0.3921 | 14.1969 | 61.6763 | 0 | 8.6708 | 8.6708 | 1.033 | 8.6708 | 0 | 0.40975 | 0 | 0 | 4.8549
2025-12-05 05:00 | 0 | 0 | -71.603 | 90 | 0 | 0 | 0.34558 | 0.34558 | 0.34558 | 0 | 0 | 5.5511e-17 | 0 | 0 | 0.36377 | 0.34558 | 0 | 0 | 5.0936 | 4.4628 | 0 | 0.36377 | -0.36377 | 13.7902 | 59.9094 | 0 | 8.0442 | 8.0442 | 0.95836 | 8.0442 | 0 | 0.38014 | 0 | 0 | 4.4628
2025-12-05 06:00 | 0.014124 | 0 | -64.336 | 90 | 0 | 0 | 0.26061 | 0.26061 | 0.26061 | 0 | 0 | 0 | 0 | 0 | 0.27432 | 0.26061 | 0 | 0 | 5.143 | 4.099 | 0 | 0.27432 | -0.27432 | 13.4835 | 58.5769 | 0 | 6.0662 | 6.0662 | 0.72271 | 6.0662 | 0 | 0.28667 | 0 | 0 | 4.099
2025-12-05 07:00 | 0.14427 | 9.5935 | -55.9919 | 64.4734 | 0.31594 | 1.0047 | 0.22586 | 0.22586 | 0.22586 | 444.8491 | 0 | 0 | 0 | 1.0047 | 0.23775 | 0.22586 | 0 | 0 | 5.143 | 3.8247 | 0.76699 | 0 | 0.76699 | 14.1695 | 61.5572 | 0 | 5.2574 | 5.2574 | 0.62635 | 5.2574 | 0 | 0.24845 | 0.80379 | 0 | 4.8294
2025-12-05 08:00 | 0.29448 | 19.532 | -46.0035 | 51.1123 | 0.49401 | 1.571 | 0.30062 | 0.30062 | 0.30062 | 522.5902 | 0 | 0 | 0 | 1.571 | 0.31645 | 0.30062 | 0 | 0 | 4.8262 | 4.4383 | 1.2546 | 0 | 1.2546 | 15.2916 | 66.4322 | 0 | 6.9977 | 6.9977 | 0.83368 | 6.9977 | 0 | 0.33069 | 1.2568 | 0 | 6.0093
2025-12-05 09:00 | 0.44783 | 27.7471 | -33.8057 | 38.5669 | 0.7151 | 2.2741 | 0.40834 | 0.40834 | 0.40834 | 556.9251 | 0 | 0 | 0 | 2.2741 | 0.42983 | 0.40834 | 0 | 0 | 3.9828 | 5.4419 | 1.8443 | 0 | 1.8443 | 16.9412 | 73.5986 | 0 | 9.505 | 9.505 | 1.1324 | 9.505 | 0 | 0.44917 | 1.8193 | 0 | 7.7161
2025-12-05 10:00 | 0.3245 | 33.4649 | -19.1209 | 28.0325 | 0.36325 | 1.1552 | 0.26845 | 0.26845 | 0.26845 | 430.3145 | 0 | 0 | 0 | 1.1552 | 0.28258 | 0.26845 | 0 | 0 | 2.8393 | 6.0061 | 0.87261 | 0 | 0.87261 | 17.7217 | 76.9893 | 0 | 6.2488 | 6.2488 | 0.74446 | 6.2488 | 0 | 0.2953 | 0.92415 | 0 | 7.1613
2025-12-05 11:00 | 0.32671 | 35.877 | -2.5109 | 22.5821 | 0.35369 | 1.1248 | 0.32151 | 0.32151 | 0.32151 | 349.849 | 0 | 0 | 0 | 1.1248 | 0.33843 | 0.32151 | 0 | 0 | 2.5196 | 6.0061 | 0.78637 | 0 | 0.78637 | 18.425 | 80.0449 | 0 | 7.4839 | 7.4839 | 0.8916 | 7.4839 | 0 | 0.35366 | 0.89984 | 0 | 7.1309
2025-12-05 12:00 | 0.27013 | 34.5466 | 14.389 | 25.7027 | 0.27544 | 0.87594 | 0.66051 | 0.66051 | 0.66051 | 132.6166 | 0 | 0 | 0 | 0.87594 | 0.69527 | 0.66051 | 0 | 0 | 2.1971 | 6.0061 | 0.18067 | 0 | 0.18067 | 18.5866 | 80.7469 | 0 | 15.3758 | 15.3758 | 1.8318 | 15.3758 | 0 | 0.72656 | 0.70075 | 0 | 6.8821
2025-12-05 13:00 | 0.052556 | 29.7228 | 29.7489 | 35.1768 | 0.0498 | 0.15837 | 0.30001 | 0.30001 | 0.30001 | 52.7879 | 0 | 5.5511e-17 | 0 | 0.15837 | 0.31581 | 0.30001 | 0 | 0 | 2.2704 | 6.0061 | 0 | 0.15743 | -0.15743 | 18.4106 | 79.9822 | 0 | 6.984 | 6.984 | 0.83205 | 6.984 | 0 | 0.33002 | 0.1267 | 0 | 6.1645
2025-12-05 14:00 | 0.11761 | 22.1535 | 42.6738 | 47.3127 | 0.1135 | 0.36096 | 0.96807 | 0.96807 | 0.96807 | 37.2867 | 0 | 1.1102e-16 | 0 | 0.36096 | 1.019 | 0.96807 | 0 | 0 | 2.5226 | 6.0061 | 0 | 0.65806 | -0.65806 | 17.6749 | 76.786 | 0 | 22.5355 | 22.5355 | 2.6848 | 22.5355 | 0 | 1.0649 | 0.28877 | 0 | 6.3671
2025-12-05 15:00 | 0.093442 | 12.6517 | 53.2568 | 60.5007 | 0.097018 | 0.30853 | 0.60965 | 0.60965 | 0.60965 | 50.6084 | 0 | 0 | 0 | 0.30853 | 0.64173 | 0.60965 | 0 | 0 | 3.1372 | 6.0061 | 0 | 0.3332 | -0.3332 | 17.3024 | 75.1676 | 0 | 14.1919 | 14.1919 | 1.6908 | 14.1919 | 0 | 0.67061 | 0.24683 | 0 | 6.3147
2025-12-05 16:00 | 0.0088257 | 1.8553 | 62.0226 | 74.1409 | 0.0088603 | 0.028177 | 0.75877 | 0.75877 | 0.75877 | 3.7136 | 0 | 1.1102e-16 | 0 | 0.028177 | 0.7987 | 0.75877 | 0 | 0 | 3.345 | 6.0061 | 0 | 0.77052 | -0.77052 | 16.4409 | 71.425 | 0 | 17.6632 | 17.6632 | 2.1043 | 17.6632 | 0 | 0.83464 | 0.022542 | 0 | 6.0343
2025-12-05 17:00 | 0 | 0 | 69.5501 | 90 | 0 | 0 | 0.48359 | 0.48359 | 0.48359 | 0 | 0 | 5.5511e-17 | 0 | 0 | 0.50905 | 0.48359 | 0 | 0 | 3.9449 | 6.0061 | 0 | 0.50905 | -0.50905 | 15.8718 | 68.9525 | 0 | 11.2575 | 11.2575 | 1.3412 | 11.2575 | 0 | 0.53195 | 0 | 0 | 6.0061
2025-12-05 18:00 | 0 | 0 | 76.3726 | 90 | 0 | 0 | 0.46595 | 0.46595 | 0.46595 | 0 | 0 | 5.5511e-17 | 0 | 0 | 0.49048 | 0.46595 | 0 | 0 | 4.2427 | 5.9608 | 0 | 0.49048 | -0.49048 | 15.3234 | 66.5702 | 0 | 10.8469 | 10.8469 | 1.2923 | 10.8469 | 0 | 0.51255 | 0 | 0 | 5.9608
2025-12-05 19:00 | 0 | 0 | 83.0318 | 90 | 0 | 0 | 0.58478 | 0.58478 | 0.58478 | 0 | 0 | 1.1102e-16 | 0 | 0 | 0.61556 | 0.58478 | 0 | 0 | 4.5345 | 5.4704 | 0 | 0.61556 | -0.61556 | 14.6352 | 63.5804 | 0 | 13.6131 | 13.6131 | 1.6218 | 13.6131 | 0 | 0.64326 | 0 | 0 | 5.4704
2025-12-05 20:00 | 0 | 0 | 90.2752 | 90 | 0 | 0 | 0.52005 | 0.52005 | 0.52005 | 0 | 0 | 0 | 0 | 0 | 0.54742 | 0.52005 | 0 | 0 | 4.9462 | 4.8548 | 0 | 0.54742 | -0.54742 | 14.0231 | 60.9215 | 0 | 12.1062 | 12.1062 | 1.4423 | 12.1062 | 0 | 0.57206 | 0 | 0 | 4.8548
2025-12-05 21:00 | 0 | 0 | 99.6804 | 90 | 0 | 0 | 0.59718 | 0.59718 | 0.59718 | 0 | 0 | 0 | 0 | 0 | 0.62861 | 0.59718 | 0 | 0 | 5.143 | 4.3074 | 0 | 0.62861 | -0.62861 | 13.3203 | 57.8682 | 0 | 13.9017 | 13.9017 | 1.6562 | 13.9017 | 0 | 0.6569 | 0 | 0 | 4.3074
2025-12-05 22:00 | 0 | 0 | 116.5956 | 90 | 0 | 0 | 0.71116 | 0.71116 | 0.71116 | 0 | 0 | 1.1102e-16 | 0 | 0 | 0.74859 | 0.71116 | 0 | 0 | 5.143 | 3.6788 | 0 | 0.74859 | -0.74859 | 12.4834 | 54.2322 | 0 | 16.5551 | 16.5551 | 1.9723 | 16.5551 | 0 | 0.78228 | 0 | 0 | 3.6788
2025-12-05 23:00 | 0 | 0 | 167.3465 | 90 | 0 | 0 | 0.46053 | 0.46053 | 0.46053 | 0 | 0 | 0 | 0 | 0 | 0.48476 | 0.46053 | 0 | 0 | 5.143 | 2.9302 | 0 | 0.48476 | -0.48476 | 11.9414 | 51.8776 | 0 | 10.7205 | 10.7205 | 1.2772 | 10.7205 | 0 | 0.50658 | 0 | 0 | 2.9302
2025-12-06 | 0 | 0 | -125.4862 | 90 | 0 | 0 | 0.33231 | 0.33231 | 0.33231 | 0 | 0 | 0 | 0 | 0 | 0.3498 | 0.33231 | 0 | 0 | 5.143 | 2.4454 | 0 | 0.3498 | -0.3498 | 11.5503 | 50.1786 | 0 | 7.7352 | 7.7352 | 0.92154 | 7.7352 | 0 | 0.36554 | 0 | 0 | 2.4454
2025-12-06 01:00 | 0 | 0 | -103.2558 | 90 | 0 | 0 | 0.22324 | 0.22324 | 0.22324 | 0 | 0 | 2.7756e-17 | 0 | 0 | 0.23499 | 0.22324 | 0 | 0 | 5.143 | 2.0956 | 0 | 0.23499 | -0.23499 | 11.2876 | 49.0372 | 0 | 5.1965 | 5.1965 | 0.61909 | 5.1965 | 0 | 0.24557 | 0 | 0 | 2.0956
2025-12-06 02:00 | 0 | 0 | -92.5884 | 90 | 0 | 0 | 0.21701 | 0.21701 | 0.21701 | 0 | 0 | 2.7756e-17 | 0 | 0 | 0.22843 | 0.21701 | 0 | 0 | 5.143 | 1.8606 | 0 | 0.22843 | -0.22843 | 11.0322 | 47.9277 | 0 | 5.0514 | 5.0514 | 0.60181 | 5.0514 | 0 | 0.23871 | 0 | 0 | 1.8606
2025-12-06 03:00 | 0 | 0 | -84.9674 | 90 | 0 | 0 | 0.31415 | 0.31415 | 0.31415 | 0 | 0 | 5.5511e-17 | 0 | 0 | 0.33068 | 0.31415 | 0 | 0 | 5.143 | 1.6322 | 0 | 0.33068 | -0.33068 | 10.6625 | 46.3215 | 0 | 7.3125 | 7.3125 | 0.87118 | 7.3125 | 0 | 0.34556 | 0 | 0 | 1.6322
2025-12-06 04:00 | 0 | 0 | -78.249 | 90 | 0 | 0 | 0.27459 | 0.27459 | 0.27459 | 0 | 0 | 0 | 0 | 0 | 0.28904 | 0.27459 | 0 | 0 | 5.143 | 1.3015 | 0 | 0.28904 | -0.28904 | 10.3393 | 44.9176 | 0 | 6.3917 | 6.3917 | 0.76149 | 6.3917 | 0 | 0.30205 | 0 | 0 | 1.3015
2025-12-06 05:00 | 0 | 0 | -71.5477 | 90 | 0 | 0 | 0.35075 | 0.35075 | 0.35075 | 0 | 0 | 5.5511e-17 | 0 | 0 | 0.36921 | 0.35075 | 0 | 0 | 5.143 | 1.0125 | 0 | 0.36921 | -0.36921 | 9.9265 | 43.1243 | 0 | 8.1645 | 8.1645 | 0.97269 | 8.1645 | 0 | 0.38582 | 0 | 0 | 1.0125
2025-12-06 06:00 | 0.01011 | 0 | -64.2937 | 90 | 0 | 0 | 0.28603 | 0.28603 | 0.28603 | 0 | 0 | 5.5511e-17 | 0 | 0 | 0.30109 | 0.28603 | 0 | 0 | 5.143 | 0.64324 | 0 | 0.30109 | -0.30109 | 9.5899 | 41.6619 | 0 | 6.658 | 6.658 | 0.79321 | 6.658 | 0 | 0.31463 | 0 | 0 | 0.64324
2025-12-06 07:00 | 0.071825 | 9.4525 | -55.9646 | 64.5841 | 0.077407 | 0.24617 | 0.19616 | 0.19616 | 0.19616 | 125.4921 | 0 | 0 | 0 | 0.24617 | 0.20649 | 0.19616 | 0 | 0 | 5.143 | 0.34216 | 0.039682 | 0 | 0.039682 | 9.6254 | 41.8161 | 0 | 4.5661 | 4.5661 | 0.54399 | 4.5661 | 0 | 0.21578 | 0.19694 | 0 | 0.58833
2025-12-06 08:00 | 0.31568 | 19.3886 | -45.9968 | 51.2347 | 0.55751 | 1.773 | 0.31082 | 0.31082 | 0.31082 | 570.4177 | 0 | 0 | 0 | 1.773 | 0.32718 | 0.31082 | 0 | 0 | 5.143 | 0.3739 | 1.4458 | 0 | 1.4458 | 10.9186 | 47.434 | 0 | 7.2351 | 7.2351 | 0.86196 | 7.2351 | 0 | 0.3419 | 1.4184 | 0 | 2.1469
2025-12-06 09:00 | 0.4602 | 27.6051 | -33.8287 | 38.702 | 0.74594 | 2.3722 | 0.39854 | 0.39854 | 0.39854 | 595.2228 | 0 | 0 | 0 | 2.3722 | 0.41952 | 0.39854 | 0 | 0 | 5.143 | 1.5305 | 1.9527 | 0 | 1.9527 | 12.6651 | 55.0217 | 0 | 9.277 | 9.277 | 1.1052 | 9.277 | 0 | 0.4384 | 1.8978 | 0 | 3.9028
2025-12-06 10:00 | 0.55566 | 33.3313 | -19.1837 | 28.1759 | 0.86564 | 2.7529 | 0.32517 | 0.32517 | 0.32517 | 846.6058 | 0 | 0 | 0 | 2.7529 | 0.34228 | 0.32517 | 0 | 0 | 5.143 | 3.0927 | 2.4106 | 0 | 2.4106 | 14.8212 | 64.3885 | 0 | 7.569 | 7.569 | 0.90174 | 7.569 | 0 | 0.35768 | 2.2023 | 0 | 5.8456
2025-12-06 11:00 | 0.56964 | 35.7619 | -2.6166 | 22.7022 | 0.86389 | 2.7473 | 0.27635 | 0.27635 | 0.27635 | 994.1264 | 0 | 0 | 0 | 2.7473 | 0.2909 | 0.27635 | 0 | 0 | 3.792 | 5.0212 | 2.4564 | 0 | 2.4564 | 17.0183 | 73.9334 | 0 | 6.4328 | 6.4328 | 0.76638 | 6.4328 | 0 | 0.30399 | 2.1978 | 0 | 7.7685
2025-12-06 12:00 | 0.52794 | 34.4586 | 14.2514 | 25.7528 | 0.79231 | 2.5197 | 0.75759 | 0.75759 | 0.75759 | 332.5911 | 0 | 0 | 0 | 2.5197 | 0.79747 | 0.75759 | 0 | 0 | 2.4639 | 6.0061 | 1.7222 | 0 | 1.7222 | 18.5587 | 80.6255 | 0 | 17.6359 | 17.6359 | 2.1011 | 17.6359 | 0 | 0.83335 | 2.0157 | 0 | 8.5258
2025-12-06 13:00 | 0.44462 | 29.6649 | 29.5978 | 35.1694 | 0.67588 | 2.1494 | 0.52331 | 0.52331 | 0.52331 | 410.7317 | 0 | 0 | 0 | 2.1494 | 0.55085 | 0.52331 | 0 | 0 | 1.7216 | 6.0061 | 1.5986 | 0 | 1.5986 | 19.9885 | 86.837 | 0 | 12.1821 | 12.1821 | 1.4513 | 12.1821 | 0 | 0.57564 | 1.7195 | 0 | 8.1556
2025-12-06 14:00 | 0.40407 | 22.1229 | 42.5224 | 47.2719 | 0.71214 | 2.2647 | 0.41586 | 0.41586 | 0.41586 | 544.5803 | 0.82388 | 0 | 0 | 2.2647 | 0.43775 | 0.41586 | 0 | 0 | 1.0031 | 6.0061 | 1.0031 | 0 | 1.0031 | 20.8857 | 90.7346 | 0 | 9.6808 | 9.6808 | 1.1533 | 9.6808 | 0 | 0.45745 | 1.8118 | 0 | 8.2709
2025-12-06 15:00 | 0.17528 | 12.6432 | 53.11 | 60.4391 | 0.31501 | 1.0018 | 0.65768 | 0.65768 | 0.65768 | 152.3219 | 0 | 0 | 0 | 1.0018 | 0.69229 | 0.65768 | 0 | 0 | 0.66818 | 6.0061 | 0.3095 | 0 | 0.3095 | 21.1625 | 91.9373 | 0 | 15.31 | 15.31 | 1.824 | 15.31 | 0 | 0.72345 | 0.80143 | 0 | 7.0079
2025-12-06 16:00 | 0.040225 | 1.8641 | 61.8793 | 74.0644 | 0.1743 | 0.55431 | 0.80305 | 0.80305 | 0.80305 | 69.0252 | 0 | 1.1102e-16 | 0 | 0.55431 | 0.84531 | 0.80305 | 0 | 0 | 0.73833 | 6.0061 | 0 | 0.29101 | -0.29101 | 20.8371 | 90.5238 | 0 | 18.694 | 18.694 | 2.2271 | 18.694 | 0 | 0.88335 | 0.44344 | 0 | 6.5605
2025-12-06 17:00 | 0 | 0 | 69.4062 | 90 | 0 | 0 | 0.6197 | 0.6197 | 0.6197 | 0 | 0 | 1.1102e-16 | 0 | 0 | 0.65232 | 0.6197 | 0 | 0 | 1.1654 | 6.0061 | 0 | 0.65232 | -0.65232 | 20.1078 | 87.3554 | 0 | 14.4259 | 14.4259 | 1.7186 | 14.4259 | 0 | 0.68167 | 0 | 0 | 6.0061
2025-12-06 18:00 | 0 | 0 | 76.2216 | 90 | 0 | 0 | 0.51476 | 0.51476 | 0.51476 | 0 | 0 | 0 | 0 | 0 | 0.54185 | 0.51476 | 0 | 0 | 1.7782 | 6.0061 | 0 | 0.54185 | -0.54185 | 19.502 | 84.7236 | 0 | 11.9829 | 11.9829 | 1.4276 | 11.9829 | 0 | 0.56623 | 0 | 0 | 6.0061
2025-12-06 19:00 | 0 | 0 | 82.8638 | 90 | 0 | 0 | 0.59974 | 0.59974 | 0.59974 | 0 | 0 | 1.1102e-16 | 0 | 0 | 0.63131 | 0.59974 | 0 | 0 | 2.1756 | 6.0061 | 0 | 0.63131 | -0.63131 | 18.7962 | 81.6572 | 0 | 13.9613 | 13.9613 | 1.6633 | 13.9613 | 0 | 0.65971 | 0 | 0 | 6.0061
2025-12-06 20:00 | 0 | 0 | 90.0721 | 90 | 0 | 0 | 0.53336 | 0.53336 | 0.53336 | 0 | 0 | 1.1102e-16 | 0 | 0 | 0.56144 | 0.53336 | 0 | 0 | 2.6195 | 6.0061 | 0 | 0.56144 | -0.56144 | 18.1685 | 78.9303 | 0 | 12.4161 | 12.4161 | 1.4792 | 12.4161 | 0 | 0.5867 | 0 | 0 | 6.0061
2025-12-06 21:00 | 0 | 0 | 99.4024 | 90 | 0 | 0 | 0.63648 | 0.63648 | 0.63648 | 0 | 0 | 1.1102e-16 | 0 | 0 | 0.66998 | 0.63648 | 0 | 0 | 2.972 | 6.0061 | 0 | 0.66998 | -0.66998 | 17.4194 | 75.6761 | 0 | 14.8165 | 14.8165 | 1.7652 | 14.8165 | 0 | 0.70013 | 0 | 0 | 6.0061
2025-12-06 22:00 | 0 | 0 | 116.1279 | 90 | 0 | 0 | 0.62691 | 0.62691 | 0.62691 | 0 | 0 | 1.1102e-16 | 0 | 0 | 0.6599 | 0.62691 | 0 | 0 | 3.4203 | 6.0061 | 0 | 0.6599 | -0.6599 | 16.6816 | 72.4709 | 0 | 14.5936 | 14.5936 | 1.7386 | 14.5936 | 0 | 0.6896 | 0 | 0 | 6.0061
2025-12-06 23:00 | 0 | 0 | 166.6549 | 90 | 0 | 0 | 0.50781 | 0.50781 | 0.50781 | 0 | 0 | 0 | 0 | 0 | 0.53454 | 0.50781 | 0 | 0 | 3.8419 | 6.0061 | 0 | 0.53454 | -0.53454 | 16.084 | 69.8745 | 0 | 11.8213 | 11.8213 | 1.4083 | 11.8213 | 0 | 0.55859 | 0 | 0 | 6.0061
2025-12-07 | 0 | 0 | -125.4135 | 90 | 0 | 0 | 0.33874 | 0.33874 | 0.33874 | 0 | 0 | 0 | 0 | 0 | 0.35657 | 0.33874 | 0 | 0 | 4.1451 | 6.0061 | 0 | 0.35657 | -0.35657 | 15.6853 | 68.1427 | 0 | 7.8849 | 7.8849 | 0.93938 | 7.8849 | 0 | 0.37261 | 0 | 0 | 6.0061
2025-12-07 01:00 | 0 | 0 | -103.1337 | 90 | 0 | 0 | 0.38921 | 0.38921 | 0.38921 | 0 | 0 | 5.5511e-17 | 0 | 0 | 0.4097 | 0.38921 | 0 | 0 | 4.3052 | 5.7941 | 0 | 0.4097 | -0.4097 | 15.2273 | 66.1527 | 0 | 9.0598 | 9.0598 | 1.0794 | 9.0598 | 0 | 0.42813 | 0 | 0 | 5.7941
2025-12-07 02:00 | 0 | 0 | -92.491 | 90 | 0 | 0 | 0.44663 | 0.44663 | 0.44663 | 0 | 0 | 5.5511e-17 | 0 | 0 | 0.47014 | 0.44663 | 0 | 0 | 4.5478 | 5.3844 | 0 | 0.47014 | -0.47014 | 14.7017 | 63.8692 | 0 | 10.3964 | 10.3964 | 1.2386 | 10.3964 | 0 | 0.49129 | 0 | 0 | 5.3844
2025-12-07 03:00 | 0 | 0 | -84.8907 | 90 | 0 | 0 | 0.25909 | 0.25909 | 0.25909 | 0 | 0 | 0 | 0 | 0 | 0.27272 | 0.25909 | 0 | 0 | 4.8517 | 4.9143 | 0 | 0.27272 | -0.27272 | 14.3968 | 62.5445 | 0 | 6.0309 | 6.0309 | 0.71849 | 6.0309 | 0 | 0.285 | 0 | 0 | 4.9143
2025-12-07 04:00 | 0 | 0 | -78.1877 | 90 | 0 | 0 | 0.31114 | 0.31114 | 0.31114 | 0 | 0 | 0 | 0 | 0 | 0.32751 | 0.31114 | 0 | 0 | 4.9722 | 4.6415 | 0 | 0.32751 | -0.32751 | 14.0306 | 60.9537 | 0 | 7.2424 | 7.2424 | 0.86284 | 7.2424 | 0 | 0.34225 | 0 | 0 | 4.6415
2025-12-07 05:00 | 0 | 0 | -71.4992 | 90 | 0 | 0 | 0.36249 | 0.36249 | 0.36249 | 0 | 0 | 5.5511e-17 | 0 | 0 | 0.38157 | 0.36249 | 0 | 0 | 5.143 | 4.314 | 0 | 0.38157 | -0.38157 | 13.604 | 59.1004 | 0 | 8.4379 | 8.4379 | 1.0053 | 8.4379 | 0 | 0.39874 | 0 | 0 | 4.314
2025-12-07 06:00 | 0.008742 | 0 | -64.2577 | 90 | 0 | 0 | 0.36659 | 0.36659 | 0.36659 | 0 | 0 | 0 | 0 | 0 | 0.38588 | 0.36659 | 0 | 0 | 5.143 | 3.9324 | 0 | 0.38588 | -0.38588 | 13.1725 | 57.2261 | 0 | 8.5331 | 8.5331 | 1.0166 | 8.5331 | 0 | 0.40324 | 0 | 0 | 3.9324
2025-12-07 07:00 | 0.11606 | 9.3146 | -55.9436 | 64.695 | 0.2067 | 0.65734 | 0.42768 | 0.42768 | 0.42768 | 153.6998 | 0 | 0 | 0 | 0.65734 | 0.45019 | 0.42768 | 0 | 0 | 5.143 | 3.5466 | 0.20715 | 0 | 0.20715 | 13.3578 | 58.0311 | 0 | 9.9552 | 9.9552 | 1.186 | 9.9552 | 0 | 0.47045 | 0.52587 | 0 | 4.2039
2025-12-07 08:00 | 0.18725 | 19.2492 | -45.996 | 51.3565 | 0.218 | 0.69329 | 0.35599 | 0.35599 | 0.35599 | 194.749 | 0 | 0 | 0 | 0.69329 | 0.37473 | 0.35599 | 0 | 0 | 5.143 | 3.7123 | 0.31856 | 0 | 0.31856 | 13.6428 | 59.2689 | 0 | 8.2866 | 8.2866 | 0.98723 | 8.2866 | 0 | 0.39159 | 0.55463 | 0 | 4.4056
2025-12-07 09:00 | 0.30456 | 27.4679 | -33.857 | 38.8351 | 0.37618 | 1.1963 | 0.27831 | 0.27831 | 0.27831 | 429.8602 | 0 | 0 | 0 | 1.1963 | 0.29295 | 0.27831 | 0 | 0 | 5.143 | 3.9671 | 0.90337 | 0 | 0.90337 | 14.4508 | 62.7792 | 0 | 6.4782 | 6.4782 | 0.77179 | 6.4782 | 0 | 0.30614 | 0.95706 | 0 | 5.1635
2025-12-07 10:00 | 0.42966 | 33.2035 | -19.2505 | 28.3153 | 0.58493 | 1.8602 | 0.37077 | 0.37077 | 0.37077 | 501.7146 | 0 | 0 | 0 | 1.8602 | 0.39028 | 0.37077 | 0 | 0 | 4.5485 | 4.6898 | 1.4699 | 0 | 1.4699 | 15.7655 | 68.4908 | 0 | 8.6304 | 8.6304 | 1.0282 | 8.6304 | 0 | 0.40784 | 1.4881 | 0 | 6.55
2025-12-07 11:00 | 0.39988 | 35.6533 | -2.7243 | 22.8161 | 0.48998 | 1.5582 | 0.28299 | 0.28299 | 0.28299 | 550.639 | 0 | 0 | 0 | 1.5582 | 0.29788 | 0.28299 | 0 | 0 | 3.6187 | 5.8658 | 1.2604 | 0 | 1.2604 | 16.8928 | 73.3881 | 0 | 6.5871 | 6.5871 | 0.78477 | 6.5871 | 0 | 0.31128 | 1.2466 | 0 | 7.424
2025-12-07 12:00 | 0.28095 | 34.3774 | 14.114 | 25.7969 | 0.29082 | 0.92485 | 0.73563 | 0.73563 | 0.73563 | 125.7223 | 0 | 0 | 0 | 0.92485 | 0.77434 | 0.73563 | 0 | 0 | 2.9506 | 6.0061 | 0.1505 | 0 | 0.1505 | 17.0274 | 73.9729 | 0 | 17.1245 | 17.1245 | 2.0402 | 17.1245 | 0 | 0.80919 | 0.73988 | 0 | 6.931
2025-12-07 13:00 | 0.19175 | 29.6135 | 29.4487 | 35.1573 | 0.1877 | 0.5969 | 0.69003 | 0.69003 | 0.69003 | 86.5037 | 0 | 1.1102e-16 | 0 | 0.5969 | 0.72635 | 0.69003 | 0 | 0 | 3.1016 | 6.0061 | 0 | 0.12945 | -0.12945 | 16.8827 | 73.3442 | 0 | 16.0631 | 16.0631 | 1.9137 | 16.0631 | 0 | 0.75903 | 0.47752 | 0 | 6.6031
2025-12-07 14:00 | 0.26633 | 22.0983 | 42.3743 | 47.2273 | 0.36141 | 1.1493 | 0.67453 | 0.67453 | 0.67453 | 170.3924 | 0 | 0 | 0 | 1.1493 | 0.71003 | 0.67453 | 0 | 0 | 3.3496 | 6.0061 | 0.43931 | 0 | 0.43931 | 17.2756 | 75.0512 | 0 | 15.7022 | 15.7022 | 1.8707 | 15.7022 | 0 | 0.74198 | 0.91947 | 0 | 7.1555
2025-12-07 15:00 | 0.19342 | 12.6403 | 52.9671 | 60.3744 | 0.38255 | 1.2166 | 0.96071 | 0.96071 | 0.96071 | 126.6334 | 0 | 0 | 0 | 1.2166 | 1.0113 | 0.96071 | 0 | 0 | 3.072 | 6.0061 | 0.2053 | 0 | 0.2053 | 17.4592 | 75.849 | 0 | 22.3641 | 22.3641 | 2.6644 | 22.3641 | 0 | 1.0568 | 0.97326 | 0 | 7.2227
2025-12-07 16:00 | 0.018588 | 1.878 | 61.7404 | 73.9855 | 0.022929 | 0.072918 | 0.72959 | 0.72959 | 0.72959 | 9.9944 | 0 | 0 | 0 | 0.072918 | 0.76799 | 0.72959 | 0 | 0 | 2.9955 | 6.0061 | 0 | 0.69507 | -0.69507 | 16.6821 | 72.4729 | 0 | 16.984 | 16.984 | 2.0234 | 16.984 | 0 | 0.80255 | 0.058334 | 0 | 6.0791
2025-12-07 17:00 | 0 | 0 | 69.2673 | 90 | 0 | 0 | 0.91151 | 0.91151 | 0.91151 | 0 | 0 | 1.1102e-16 | 0 | 0 | 0.95949 | 0.91151 | 0 | 0 | 3.6752 | 6.0061 | 0 | 0.95949 | -0.95949 | 15.6094 | 67.8126 | 0 | 21.219 | 21.219 | 2.528 | 21.219 | 0 | 1.0027 | 0 | 0 | 6.0061
2025-12-07 18:00 | 0 | 0 | 76.0763 | 90 | 0 | 0 | 0.47168 | 0.47168 | 0.47168 | 0 | 0 | 5.5511e-17 | 0 | 0 | 0.49651 | 0.47168 | 0 | 0 | 4.4532 | 5.7261 | 0 | 0.49651 | -0.49651 | 15.0543 | 65.401 | 0 | 10.9802 | 10.9802 | 1.3081 | 10.9802 | 0 | 0.51885 | 0 | 0 | 5.7261
2025-12-07 19:00 | 0 | 0 | 82.7024 | 90 | 0 | 0 | 0.56599 | 0.56599 | 0.56599 | 0 | 0 | 0 | 0 | 0 | 0.59578 | 0.56599 | 0 | 0 | 4.7142 | 5.2296 | 0 | 0.59578 | -0.59578 | 14.3881 | 62.5072 | 0 | 13.1756 | 13.1756 | 1.5697 | 13.1756 | 0 | 0.62259 | 0 | 0 | 5.2296
2025-12-07 20:00 | 0 | 0 | 89.8774 | 90 | 0 | 0 | 0.89613 | 0.89613 | 0.89613 | 0 | 0 | 1.1102e-16 | 0 | 0 | 0.94329 | 0.89613 | 0 | 0 | 5.0913 | 4.6338 | 0 | 0.94329 | -0.94329 | 13.3335 | 57.9255 | 0 | 20.8608 | 20.8608 | 2.4853 | 20.8608 | 0 | 0.98574 | 0 | 0 | 4.6338
2025-12-07 21:00 | 0 | 0 | 99.1357 | 90 | 0 | 0 | 0.62389 | 0.62389 | 0.62389 | 0 | 0 | 1.1102e-16 | 0 | 0 | 0.65672 | 0.62389 | 0 | 0 | 5.143 | 3.6906 | 0 | 0.65672 | -0.65672 | 12.5993 | 54.7357 | 0 | 14.5233 | 14.5233 | 1.7303 | 14.5233 | 0 | 0.68627 | 0 | 0 | 3.6906
2025-12-07 22:00 | 0 | 0 | 115.6759 | 90 | 0 | 0 | 0.77957 | 0.77957 | 0.77957 | 0 | 0 | 1.1102e-16 | 0 | 0 | 0.8206 | 0.77957 | 0 | 0 | 5.143 | 3.0338 | 0 | 0.8206 | -0.8206 | 11.6818 | 50.7499 | 0 | 18.1476 | 18.1476 | 2.162 | 18.1476 | 0 | 0.85753 | 0 | 0 | 3.0338
2025-12-07 23:00 | 0 | 0 | 165.9494 | 90 | 0 | 0 | 0.76888 | 0.76888 | 0.76888 | 0 | 0 | 1.1102e-16 | 0 | 0 | 0.80935 | 0.76888 | 0 | 0 | 5.143 | 2.2132 | 0 | 0.80935 | -0.80935 | 10.7769 | 46.8188 | 0 | 17.8986 | 17.8986 | 2.1324 | 17.8986 | 0 | 0.84577 | 0 | 0 | 2.2132
2025-12-08 | 0 | 0 | -125.364 | 90 | 0 | 0 | 0.39519 | 0.39519 | 0.39519 | 0 | 0 | 5.5511e-17 | 0 | 0 | 0.41599 | 0.39519 | 0 | 0 | 5.143 | 1.4039 | 0 | 0.41599 | -0.41599 | 10.3119 | 44.7983 | 0 | 9.1989 | 9.1989 | 1.0959 | 9.1989 | 0 | 0.43471 | 0 | 0 | 1.4039
2025-12-08 01:00 | 0 | 0 | -103.0257 | 90 | 0 | 0 | 0.34386 | 0.34386 | 0.34386 | 0 | 0 | 0 | 0 | 0 | 0.36196 | 0.34386 | 0 | 0 | 5.143 | 0.98789 | 0 | 0.36196 | -0.36196 | 9.9072 | 43.0403 | 0 | 8.0041 | 8.0041 | 0.95358 | 8.0041 | 0 | 0.37824 | 0 | 0 | 0.98789
2025-12-08 02:00 | 0 | 0 | -92.4039 | 90 | 0 | 0 | 0.43888 | 0.43888 | 0.43888 | 0 | 0 | 5.5511e-17 | 0 | 0 | 0.46197 | 0.43888 | 0 | 0 | 5.143 | 0.62594 | 0 | 0.46197 | -0.46197 | 9.3907 | 40.7964 | 0 | 10.2159 | 10.2159 | 1.2171 | 10.2159 | 0 | 0.48276 | 0 | 0 | 0.62594
2025-12-08 03:00 | 0 | 0 | -84.8223 | 90 | 0 | 0 | 0.39621 | 0.15576 | 0.15576 | 0 | 0 | 0.24044 | 0.28006 | 0 | 0.16396 | 0.15576 | 0 | 0 | 5.143 | 0.16396 | 0 | 0.16396 | -0.16396 | 9.2074 | 40 | 0 | 9.2226 | 9.2226 | 1.0988 | 9.2226 | 0 | 0.43583 | 0 | 0 | 0.16396
2025-12-08 04:00 | 0 | 0 | -78.1337 | 90 | 0 | 0 | 0.23115 | 0 | 0 | 0 | 0 | 0.23115 | 0.25427 | 0 | 0 | 0 | 0 | 0 | 5.143 | 0 | 0 | 0 | 0 | 9.2074 | 40 | 0 | 5.3807 | 5.3807 | 0.64103 | 5.3807 | 0 | 0.25427 | 0 | 0 | 0
2025-12-08 05:00 | 0 | 0 | -71.4574 | 90 | 0 | 0 | 0.25875 | 1.5094e-15 | 1.5094e-15 | 0 | 0 | 0.25875 | 0.28462 | 0 | 1.5888e-15 | 1.5094e-15 | 0 | 0 | 5.143 | 1.5888e-15 | 0 | 1.5888e-15 | 0 | 9.2074 | 40 | 0 | 6.023 | 6.023 | 0.71756 | 6.023 | 0 | 0.28462 | 0 | 0 | 1.5888e-15
2025-12-08 06:00 | 0.0094428 | 0 | -64.2281 | 90 | 0 | 0 | 0.45894 | 3.0188e-15 | 3.0188e-15 | 0 | 0 | 0.45894 | 0.50484 | 0 | 3.1776e-15 | 3.0188e-15 | 0 | 0 | 5.143 | 3.1776e-15 | 0 | 3.1776e-15 | 0 | 9.2074 | 40 | 0 | 10.683 | 10.683 | 1.2727 | 10.683 | 0 | 0.50484 | 0 | 0 | 3.1776e-15
2025-12-08 07:00 | 0.15239 | 9.1798 | -55.9287 | 64.8062 | 0.37283 | 1.1857 | 0.36911 | 0.36911 | 0.36911 | 321.2227 | 0 | 0 | 0.18075 | 1.1857 | 0.38854 | 0.36911 | 0 | 0 | 5.143 | 3.1776e-15 | 0.79713 | 0 | 0.79713 | 9.9203 | 43.0974 | 0 | 8.5919 | 8.5919 | 1.0236 | 8.5919 | 0 | 0.40602 | 0.94854 | 0 | 1.1857
2025-12-08 08:00 | 0.30524 | 19.1137 | -46.0012 | 51.4775 | 0.53715 | 1.7082 | 0.42418 | 0.42418 | 0.42418 | 402.7133 | 0 | 0 | 0 | 1.7082 | 0.4465 | 0.42418 | 0 | 0 | 5.143 | 0.63771 | 1.2617 | 0 | 1.2617 | 11.0488 | 48.0001 | 0 | 9.8737 | 9.8737 | 1.1763 | 9.8737 | 0 | 0.46659 | 1.3666 | 0 | 2.3459
2025-12-08 09:00 | 0.53863 | 27.3357 | -33.8906 | 38.9661 | 0.89989 | 2.8618 | 0.40314 | 0.40314 | 0.40314 | 709.8882 | 0 | 0 | 0 | 2.8618 | 0.42435 | 0.40314 | 0 | 0 | 5.143 | 1.6471 | 2.4375 | 0 | 2.4375 | 13.229 | 57.4713 | 0 | 9.3839 | 9.3839 | 1.118 | 9.3839 | 0 | 0.44345 | 2.2894 | 0 | 4.5089
2025-12-08 10:00 | 0.59542 | 33.0816 | -19.3213 | 28.4504 | 0.94458 | 3.0039 | 0.34157 | 0.34157 | 0.34157 | 879.4499 | 0 | 0 | 0 | 3.0039 | 0.35955 | 0.34157 | 0 | 0 | 4.7623 | 3.597 | 2.6444 | 0 | 2.6444 | 15.5942 | 67.7466 | 0 | 7.9508 | 7.9508 | 0.94723 | 7.9508 | 0 | 0.37573 | 2.4031 | 0 | 6.601
2025-12-08 11:00 | 0.63933 | 35.5512 | -2.834 | 22.9238 | 0.9988 | 3.1764 | 0.37995 | 0.37995 | 0.37995 | 835.9951 | 0 | 0 | 0 | 3.1764 | 0.39995 | 0.37995 | 0 | 0 | 3.2523 | 5.7125 | 2.7764 | 0 | 2.7764 | 18.0775 | 78.5349 | 0 | 8.8442 | 8.8442 | 1.0537 | 8.8442 | 0 | 0.41795 | 2.5411 | 0 | 8.8889
2025-12-08 12:00 | 0.67579 | 34.3029 | 13.9768 | 25.8351 | 1.0684 | 3.3979 | 0.67118 | 0.67118 | 0.67118 | 506.2519 | 0.93525 | 0 | 0 | 3.3979 | 0.7065 | 0.67118 | 0 | 0 | 1.7561 | 6.0061 | 1.7561 | 0 | 1.7561 | 19.6482 | 85.3586 | 0 | 15.6242 | 15.6242 | 1.8614 | 15.6242 | 0 | 0.7383 | 2.7183 | 0 | 9.404
2025-12-08 13:00 | 0.55452 | 29.5685 | 29.3016 | 35.1404 | 0.90554 | 2.8798 | 0.61484 | 0.61484 | 0.61484 | 468.3751 | 1.1767 | 0 | 0 | 2.8798 | 0.6472 | 0.61484 | 0 | 0 | 1.0559 | 6.0061 | 1.0559 | 0 | 1.0559 | 20.5926 | 89.4614 | 0 | 14.3128 | 14.3128 | 1.7052 | 14.3128 | 0 | 0.67633 | 2.3038 | 0 | 8.8859
2025-12-08 14:00 | 0.45369 | 22.0797 | 42.2293 | 47.1791 | 0.80891 | 2.5725 | 0.78882 | 0.78882 | 0.78882 | 326.1165 | 0.98214 | 0 | 0 | 2.5725 | 0.83034 | 0.78882 | 0 | 0 | 0.76 | 6.0061 | 0.76 | 0 | 0.76 | 21.2723 | 92.4146 | 0 | 18.3629 | 18.3629 | 2.1877 | 18.3629 | 0 | 0.8677 | 2.058 | 0 | 8.5786
2025-12-08 15:00 | 0.20005 | 12.643 | 52.8282 | 60.3069 | 0.40693 | 1.2941 | 0.88707 | 0.88707 | 0.88707 | 145.8872 | 0 | 0 | 0 | 1.2941 | 0.93375 | 0.88707 | 0 | 0 | 0.54703 | 6.0061 | 0.36036 | 0 | 0.36036 | 21.5947 | 93.8148 | 0 | 20.6499 | 20.6499 | 2.4601 | 20.6499 | 0 | 0.97577 | 1.0353 | 0 | 7.3003
2025-12-08 16:00 | 0.040139 | 1.8971 | 61.6061 | 73.9043 | 0.1721 | 0.54731 | 0.7836 | 0.7836 | 0.7836 | 69.8459 | 0 | 1.1102e-16 | 0 | 0.54731 | 0.82484 | 0.7836 | 0 | 0 | 0.52769 | 6.0061 | 0 | 0.27753 | -0.27753 | 21.2844 | 92.4668 | 0 | 18.2414 | 18.2414 | 2.1732 | 18.2414 | 0 | 0.86196 | 0.43785 | 0 | 6.5535
2025-12-08 17:00 | 0 | 0 | 69.1335 | 90 | 0 | 0 | 0.61708 | 0.61708 | 0.61708 | 0 | 0 | 0 | 0 | 0 | 0.64956 | 0.61708 | 0 | 0 | 0.92578 | 6.0061 | 0 | 0.64956 | -0.64956 | 20.5582 | 89.3118 | 0 | 14.365 | 14.365 | 1.7114 | 14.365 | 0 | 0.67879 | 0 | 0 | 6.0061
2025-12-08 18:00 | 0 | 0 | 75.9368 | 90 | 0 | 0 | 0.86305 | 0.86305 | 0.86305 | 0 | 0 | 1.1102e-16 | 0 | 0 | 0.90847 | 0.86305 | 0 | 0 | 1.5308 | 6.0061 | 0 | 0.90847 | -0.90847 | 19.5424 | 84.8992 | 0 | 20.0907 | 20.0907 | 2.3935 | 20.0907 | 0 | 0.94935 | 0 | 0 | 6.0061
2025-12-08 19:00 | 0 | 0 | 82.5479 | 90 | 0 | 0 | 0.56365 | 0.56365 | 0.56365 | 0 | 0 | 1.1102e-16 | 0 | 0 | 0.59332 | 0.56365 | 0 | 0 | 2.2552 | 6.0061 | 0 | 0.59332 | -0.59332 | 18.8791 | 82.0174 | 0 | 13.1211 | 13.1211 | 1.5632 | 13.1211 | 0 | 0.62001 | 0 | 0 | 6.0061
2025-12-08 20:00 | 0 | 0 | 89.6913 | 90 | 0 | 0 | 0.80284 | 0.80284 | 0.80284 | 0 | 0 | 1.1102e-16 | 0 | 0 | 0.8451 | 0.80284 | 0 | 0 | 2.6075 | 6.0061 | 0 | 0.8451 | -0.8451 | 17.9342 | 77.9127 | 0 | 18.6893 | 18.6893 | 2.2266 | 18.6893 | 0 | 0.88313 | 0 | 0 | 6.0061
2025-12-08 21:00 | 0 | 0 | 98.8807 | 90 | 0 | 0 | 0.60737 | 0.60737 | 0.60737 | 0 | 0 | 0 | 0 | 0 | 0.63933 | 0.60737 | 0 | 0 | 3.1953 | 6.0061 | 0 | 0.63933 | -0.63933 | 17.2194 | 74.8073 | 0 | 14.1388 | 14.1388 | 1.6844 | 14.1388 | 0 | 0.6681 | 0 | 0 | 6.0061
2025-12-08 22:00 | 0 | 0 | 115.2402 | 90 | 0 | 0 | 0.73507 | 0.73507 | 0.73507 | 0 | 0 | 1.1102e-16 | 0 | 0 | 0.77376 | 0.73507 | 0 | 0 | 3.5638 | 6.0061 | 0 | 0.77376 | -0.77376 | 16.3544 | 71.0491 | 0 | 17.1116 | 17.1116 | 2.0386 | 17.1116 | 0 | 0.80858 | 0 | 0 | 6.0061
2025-12-08 23:00 | 0 | 0 | 165.2319 | 90 | 0 | 0 | 0.75089 | 0.75089 | 0.75089 | 0 | 0 | 1.1102e-16 | 0 | 0 | 0.79041 | 0.75089 | 0 | 0 | 4.0695 | 6.0061 | 0 | 0.79041 | -0.79041 | 15.4707 | 67.21 | 0 | 17.4797 | 17.4797 | 2.0825 | 17.4797 | 0 | 0.82597 | 0 | 0 | 6.0061
2025-12-09 | 0 | 0 | -125.3383 | 90 | 0 | 0 | 0.43924 | 0.43924 | 0.43924 | 0 | 0 | 5.5511e-17 | 0 | 0 | 0.46236 | 0.43924 | 0 | 0 | 4.5766 | 5.6021 | 0 | 0.46236 | -0.46236 | 14.9537 | 64.9643 | 0 | 10.2244 | 10.2244 | 1.2181 | 10.2244 | 0 | 0.48317 | 0 | 0 | 5.6021
2025-12-09 01:00 | 0 | 0 | -102.9321 | 90 | 0 | 0 | 0.38375 | 0.38375 | 0.38375 | 0 | 0 | 5.5511e-17 | 0 | 0 | 0.40394 | 0.38375 | 0 | 0 | 4.781 | 5.1397 | 0 | 0.40394 | -0.40394 | 14.5021 | 63.0022 | 0 | 8.9326 | 8.9326 | 1.0642 | 8.9326 | 0 | 0.42212 | 0 | 0 | 5.1397
2025-12-09 02:00 | 0 | 0 | -92.3272 | 90 | 0 | 0 | 0.38855 | 0.38855 | 0.38855 | 0 | 0 | 0 | 0 | 0 | 0.409 | 0.38855 | 0 | 0 | 4.98 | 4.7358 | 0 | 0.409 | -0.409 | 14.0448 | 61.0157 | 0 | 9.0445 | 9.0445 | 1.0775 | 9.0445 | 0 | 0.42741 | 0 | 0 | 4.7358
2025-12-09 03:00 | 0 | 0 | -84.7623 | 90 | 0 | 0 | 0.38702 | 0.38702 | 0.38702 | 0 | 0 | 5.5511e-17 | 0 | 0 | 0.40739 | 0.38702 | 0 | 0 | 5.143 | 4.3268 | 0 | 0.40739 | -0.40739 | 13.5893 | 59.0369 | 0 | 9.0088 | 9.0088 | 1.0733 | 9.0088 | 0 | 0.42572 | 0 | 0 | 4.3268
2025-12-09 04:00 | 0 | 0 | -78.087 | 90 | 0 | 0 | 0.32812 | 0.32812 | 0.32812 | 0 | 0 | 5.5511e-17 | 0 | 0 | 0.34539 | 0.32812 | 0 | 0 | 5.143 | 3.9194 | 0 | 0.34539 | -0.34539 | 13.2032 | 57.3593 | 0 | 7.6377 | 7.6377 | 0.90993 | 7.6377 | 0 | 0.36093 | 0 | 0 | 3.9194
2025-12-09 05:00 | 0 | 0 | -71.4223 | 90 | 0 | 0 | 0.36236 | 0.36236 | 0.36236 | 0 | 0 | 0 | 0 | 0 | 0.38143 | 0.36236 | 0 | 0 | 5.143 | 3.574 | 0 | 0.38143 | -0.38143 | 12.7767 | 55.5067 | 0 | 8.4347 | 8.4347 | 1.0049 | 8.4347 | 0 | 0.39859 | 0 | 0 | 3.574
2025-12-09 06:00 | 0.0061573 | 0 | -64.2049 | 90 | 0 | 0 | 0.36661 | 0.36661 | 0.36661 | 0 | 0 | 5.5511e-17 | 0 | 0 | 0.3859 | 0.36661 | 0 | 0 | 5.143 | 3.1926 | 0 | 0.3859 | -0.3859 | 12.3453 | 53.6323 | 0 | 8.5336 | 8.5336 | 1.0167 | 8.5336 | 0 | 0.40327 | 0 | 0 | 3.1926
2025-12-09 07:00 | 0.16752 | 9.0482 | -55.9199 | 64.9175 | 0.43497 | 1.3833 | 0.44624 | 0.44624 | 0.44624 | 309.9897 | 0 | 0 | 0 | 1.3833 | 0.46972 | 0.44624 | 0 | 0 | 5.143 | 2.8067 | 0.91356 | 0 | 0.91356 | 13.1624 | 57.1821 | 0 | 10.3872 | 10.3872 | 1.2375 | 10.3872 | 0 | 0.49086 | 1.1066 | 0 | 4.1899
2025-12-09 08:00 | 0.31497 | 18.9822 | -46.0122 | 51.5977 | 0.56766 | 1.8052 | 0.37408 | 0.37408 | 0.37408 | 482.5772 | 0 | 0 | 0 | 1.8052 | 0.39377 | 0.37408 | 0 | 0 | 5.143 | 3.5375 | 1.4115 | 0 | 1.4115 | 14.4249 | 62.6667 | 0 | 8.7077 | 8.7077 | 1.0374 | 8.7077 | 0 | 0.41149 | 1.4442 | 0 | 5.3428
2025-12-09 09:00 | 0.49909 | 27.2084 | -33.9294 | 39.0948 | 0.8325 | 2.6475 | 0.41165 | 0.41165 | 0.41165 | 643.151 | 0 | 0 | 0 | 2.6475 | 0.43331 | 0.41165 | 0 | 0 | 4.4234 | 4.6667 | 2.2142 | 0 | 2.2142 | 16.4053 | 71.2704 | 0 | 9.582 | 9.582 | 1.1416 | 9.582 | 0 | 0.45281 | 2.118 | 0 | 7.3142
2025-12-09 10:00 | 0.48852 | 32.9655 | -19.396 | 28.5813 | 0.72739 | 2.3132 | 0.35949 | 0.35949 | 0.35949 | 643.4749 | 0 | 0 | 0 | 2.3132 | 0.37841 | 0.35949 | 0 | 0 | 3.0381 | 6.0061 | 1.9348 | 0 | 1.9348 | 18.1359 | 78.7885 | 0 | 8.3679 | 8.3679 | 0.99692 | 8.3679 | 0 | 0.39544 | 1.8506 | 0 | 8.3194
2025-12-09 11:00 | 0.55452 | 35.4556 | -2.9455 | 23.0254 | 0.83832 | 2.666 | 0.43035 | 0.43035 | 0.43035 | 619.499 | 0.2008 | 0 | 0 | 2.666 | 0.453 | 0.43035 | 0 | 0 | 2.0122 | 6.0061 | 2.0122 | 0 | 2.0122 | 19.9356 | 86.6073 | 0 | 10.0173 | 10.0173 | 1.1934 | 10.0173 | 0 | 0.47338 | 2.1328 | 0 | 8.6721
2025-12-09 12:00 | 0.60555 | 34.235 | 13.84 | 25.8674 | 0.95269 | 3.0297 | 0.74794 | 0.74794 | 0.74794 | 405.0767 | 1.2766 | 0 | 0 | 3.0297 | 0.7873 | 0.74794 | 0 | 0 | 0.96582 | 6.0061 | 0.96582 | 0 | 0.96582 | 20.7995 | 90.3602 | 0 | 17.4111 | 17.4111 | 2.0743 | 17.4111 | 0 | 0.82273 | 2.4238 | 0 | 9.0359
2025-12-09 13:00 | 0.58664 | 29.53 | 29.1566 | 35.1188 | 0.96205 | 3.0595 | 0.60169 | 0.60169 | 0.60169 | 508.4837 | 1.7309 | 0 | 0 | 3.0595 | 0.63335 | 0.60169 | 0 | 0 | 0.69518 | 6.0061 | 0.69518 | 0 | 0.69518 | 21.4213 | 93.0615 | 0 | 14.0066 | 14.0066 | 1.6687 | 14.0066 | 0 | 0.66185 | 2.4476 | 0 | 9.0656
2025-12-09 14:00 | 0.44804 | 22.0671 | 42.0877 | 47.1271 | 0.79945 | 2.5424 | 0.80851 | 0.80851 | 0.80851 | 314.4529 | 1.1909 | 0 | 0 | 2.5424 | 0.85106 | 0.80851 | 0 | 0 | 0.50038 | 6.0061 | 0.50038 | 0 | 0.50038 | 21.8688 | 95.0058 | 0 | 18.8211 | 18.8211 | 2.2423 | 18.8211 | 0 | 0.88936 | 2.0339 | 0 | 8.5485
2025-12-09 15:00 | 0.24007 | 12.6512 | 52.6933 | 60.2364 | 0.52943 | 1.6837 | 0.79303 | 0.79303 | 0.79303 | 212.3095 | 0.48875 | 0 | 0 | 1.6837 | 0.83477 | 0.79303 | 0 | 0 | 0.36016 | 6.0061 | 0.36016 | 0 | 0.36016 | 22.191 | 96.4053 | 0 | 18.4608 | 18.4608 | 2.1994 | 18.4608 | 0 | 0.87233 | 1.3469 | 0 | 7.6898
2025-12-09 16:00 | 0.039221 | 1.9212 | 61.4764 | 73.8209 | 0.16269 | 0.51737 | 0.44536 | 0.44536 | 0.44536 | 116.1705 | 0 | 0 | 0 | 0.51737 | 0.4688 | 0.44536 | 0 | 0 | 0.25924 | 6.0061 | 0.048577 | 0 | 0.048577 | 22.2344 | 96.594 | 0 | 10.3674 | 10.3674 | 1.2351 | 10.3674 | 0 | 0.48989 | 0.4139 | 0 | 6.5235
2025-12-09 17:00 | 0 | 0 | 69.0048 | 90 | 0 | 0 | 0.71006 | 0.71006 | 0.71006 | 0 | 0 | 1.1102e-16 | 0 | 0 | 0.74743 | 0.71006 | 0 | 0 | 0.33776 | 6.0061 | 0 | 0.74743 | -0.74743 | 21.3987 | 92.9637 | 0 | 16.5293 | 16.5293 | 1.9692 | 16.5293 | 0 | 0.78106 | 0 | 0 | 6.0061
2025-12-09 18:00 | 0 | 0 | 75.8032 | 90 | 0 | 0 | 0.6306 | 0.6306 | 0.6306 | 0 | 0 | 1.1102e-16 | 0 | 0 | 0.66379 | 0.6306 | 0 | 0 | 1.0638 | 6.0061 | 0 | 0.66379 | -0.66379 | 20.6566 | 89.7396 | 0 | 14.6796 | 14.6796 | 1.7489 | 14.6796 | 0 | 0.69366 | 0 | 0 | 6.0061
2025-12-09 19:00 | 0 | 0 | 82.4003 | 90 | 0 | 0 | 0.64351 | 0.64351 | 0.64351 | 0 | 0 | 1.1102e-16 | 0 | 0 | 0.67738 | 0.64351 | 0 | 0 | 1.5681 | 6.0061 | 0 | 0.67738 | -0.67738 | 19.8993 | 86.4494 | 0 | 14.9803 | 14.9803 | 1.7847 | 14.9803 | 0 | 0.70787 | 0 | 0 | 6.0061
2025-12-09 20:00 | 0 | 0 | 89.5138 | 90 | 0 | 0 | 0.79943 | 0.79943 | 0.79943 | 0 | 0 | 1.1102e-16 | 0 | 0 | 0.8415 | 0.79943 | 0 | 0 | 2.0333 | 6.0061 | 0 | 0.8415 | -0.8415 | 18.9584 | 82.3621 | 0 | 18.6097 | 18.6097 | 2.2171 | 18.6097 | 0 | 0.87937 | 0 | 0 | 6.0061
2025-12-09 21:00 | 0 | 0 | 98.6373 | 90 | 0 | 0 | 0.6148 | 0.6148 | 0.6148 | 0 | 0 | 0 | 0 | 0 | 0.64716 | 0.6148 | 0 | 0 | 2.6213 | 6.0061 | 0 | 0.64716 | -0.64716 | 18.2349 | 79.2188 | 0 | 14.3119 | 14.3119 | 1.7051 | 14.3119 | 0 | 0.67628 | 0 | 0 | 6.0061
2025-12-09 22:00 | 0 | 0 | 114.8214 | 90 | 0 | 0 | 0.69225 | 0.69225 | 0.69225 | 0 | 0 | 1.1102e-16 | 0 | 0 | 0.72869 | 0.69225 | 0 | 0 | 2.9989 | 6.0061 | 0 | 0.72869 | -0.72869 | 17.4202 | 75.6795 | 0 | 16.1148 | 16.1148 | 1.9199 | 16.1148 | 0 | 0.76148 | 0 | 0 | 6.0061
2025-12-09 23:00 | 0 | 0 | 164.5044 | 90 | 0 | 0 | 0.72284 | 0.72284 | 0.72284 | 0 | 0 | 0 | 0 | 0 | 0.76088 | 0.72284 | 0 | 0 | 3.4639 | 6.0061 | 0 | 0.76088 | -0.76088 | 16.5695 | 71.9838 | 0 | 16.8268 | 16.8268 | 2.0047 | 16.8268 | 0 | 0.79512 | 0 | 0 | 6.0061
2025-12-10 | 0 | 0 | -125.3369 | 90 | 0 | 0 | 0.35361 | 0.35361 | 0.35361 | 0 | 0 | 0 | 0 | 0 | 0.37222 | 0.35361 | 0 | 0 | 3.9513 | 6.0061 | 0 | 0.37222 | -0.37222 | 16.1534 | 70.1759 | 0 | 8.2311 | 8.2311 | 0.98062 | 8.2311 | 0 | 0.38897 | 0 | 0 | 6.0061
2025-12-10 01:00 | 0 | 0 | -102.8529 | 90 | 0 | 0 | 0.42865 | 0.42865 | 0.42865 | 0 | 0 | 5.5511e-17 | 0 | 0 | 0.45121 | 0.42865 | 0 | 0 | 4.0824 | 6.0061 | 0 | 0.45121 | -0.45121 | 15.6489 | 67.9843 | 0 | 9.9778 | 9.9778 | 1.1887 | 9.9778 | 0 | 0.47152 | 0 | 0 | 6.0061
2025-12-10 02:00 | 0 | 0 | -92.261 | 90 | 0 | 0 | 0.31912 | 0.31912 | 0.31912 | 0 | 0 | 0 | 0 | 0 | 0.33592 | 0.31912 | 0 | 0 | 4.341 | 5.7615 | 0 | 0.33592 | -0.33592 | 15.2733 | 66.3527 | 0 | 7.4283 | 7.4283 | 0.88498 | 7.4283 | 0 | 0.35103 | 0 | 0 | 5.7615
2025-12-10 03:00 | 0 | 0 | -84.7108 | 90 | 0 | 0 | 0.39215 | 0.39215 | 0.39215 | 0 | 0 | 5.5511e-17 | 0 | 0 | 0.41279 | 0.39215 | 0 | 0 | 4.5087 | 5.4256 | 0 | 0.41279 | -0.41279 | 14.8118 | 64.3477 | 0 | 9.1283 | 9.1283 | 1.0875 | 9.1283 | 0 | 0.43137 | 0 | 0 | 5.4256
2025-12-10 04:00 | 0 | 0 | -78.0476 | 90 | 0 | 0 | 0.33967 | 0.33967 | 0.33967 | 0 | 0 | 5.5511e-17 | 0 | 0 | 0.35755 | 0.33967 | 0 | 0 | 4.7687 | 5.0128 | 0 | 0.35755 | -0.35755 | 14.4121 | 62.611 | 0 | 7.9066 | 7.9066 | 0.94196 | 7.9066 | 0 | 0.37364 | 0 | 0 | 5.0128
2025-12-10 05:00 | 0 | 0 | -71.3939 | 90 | 0 | 0 | 0.44259 | 0.44259 | 0.44259 | 0 | 0 | 5.5511e-17 | 0 | 0 | 0.46588 | 0.44259 | 0 | 0 | 4.9774 | 4.6552 | 0 | 0.46588 | -0.46588 | 13.8912 | 60.3482 | 0 | 10.3022 | 10.3022 | 1.2274 | 10.3022 | 0 | 0.48685 | 0 | 0 | 4.6552
2025-12-10 06:00 | 0.0048557 | 0 | -64.1881 | 90 | 0 | 0 | 0.47415 | 0.47415 | 0.47415 | 0 | 0 | 5.5511e-17 | 0 | 0 | 0.49911 | 0.47415 | 0 | 0 | 5.143 | 4.1893 | 0 | 0.49911 | -0.49911 | 13.3332 | 57.9239 | 0 | 11.037 | 11.037 | 1.3149 | 11.037 | 0 | 0.52157 | 0 | 0 | 4.1893
2025-12-10 07:00 | 0.10912 | 8.9199 | -55.9173 | 65.0289 | 0.19366 | 0.61588 | 0.34069 | 0.34069 | 0.34069 | 180.775 | 0 | 0 | 0 | 0.61588 | 0.35862 | 0.34069 | 0 | 0 | 5.143 | 3.6902 | 0.25726 | 0 | 0.25726 | 13.5633 | 58.9236 | 0 | 7.9303 | 7.9303 | 0.94478 | 7.9303 | 0 | 0.37475 | 0.4927 | 0 | 4.3061
2025-12-10 08:00 | 0.28462 | 18.8548 | -46.029 | 51.7171 | 0.48569 | 1.5446 | 0.23512 | 0.23512 | 0.23512 | 656.9505 | 0 | 0 | 0 | 1.5446 | 0.24749 | 0.23512 | 0 | 0 | 5.143 | 3.896 | 1.2971 | 0 | 1.2971 | 14.7234 | 63.9637 | 0 | 5.4729 | 5.4729 | 0.65201 | 5.4729 | 0 | 0.25863 | 1.2357 | 0 | 5.4406
2025-12-10 09:00 | 0.43924 | 27.0861 | -33.9734 | 39.2213 | 0.71033 | 2.259 | 0.41331 | 0.41331 | 0.41331 | 546.5587 | 0 | 0 | 0 | 2.259 | 0.43506 | 0.41331 | 0 | 0 | 4.3531 | 4.9337 | 1.8239 | 0 | 1.8239 | 16.3548 | 71.0509 | 0 | 9.6207 | 9.6207 | 1.1462 | 9.6207 | 0 | 0.45464 | 1.8072 | 0 | 7.1927
2025-12-10 10:00 | 0.44095 | 32.8554 | -19.4745 | 28.7079 | 0.6176 | 1.9641 | 0.26209 | 0.26209 | 0.26209 | 749.3999 | 0 | 0 | 0 | 1.9641 | 0.27588 | 0.26209 | 0 | 0 | 3.1939 | 6.0061 | 1.6882 | 0 | 1.6882 | 17.8648 | 77.6108 | 0 | 6.1007 | 6.1007 | 0.72682 | 6.1007 | 0 | 0.2883 | 1.5713 | 0 | 7.9702
2025-12-10 11:00 | 0.5557 | 35.3665 | -3.0589 | 23.1207 | 0.84263 | 2.6797 | 0.3488 | 0.3488 | 0.3488 | 768.2545 | 0.039418 | 0 | 0 | 2.6797 | 0.36716 | 0.3488 | 0 | 0 | 2.2731 | 6.0061 | 2.2731 | 0 | 2.2731 | 19.8979 | 86.4435 | 0 | 8.1192 | 8.1192 | 0.9673 | 8.1192 | 0 | 0.38369 | 2.1438 | 0 | 8.6859
2025-12-10 12:00 | 0.58571 | 34.1739 | 13.7036 | 25.8938 | 0.9177 | 2.9185 | 0.66902 | 0.66902 | 0.66902 | 436.2281 | 1.2366 | 0 | 0 | 2.9185 | 0.70423 | 0.66902 | 0 | 0 | 0.97764 | 6.0061 | 0.97764 | 0 | 0.97764 | 20.7723 | 90.2423 | 0 | 15.574 | 15.574 | 1.8554 | 15.574 | 0 | 0.73592 | 2.3348 | 0 | 8.9246
2025-12-10 13:00 | 0.54241 | 29.498 | 29.0138 | 35.0925 | 0.88722 | 2.8215 | 0.59451 | 0.59451 | 0.59451 | 474.5923 | 1.492 | 0 | 0 | 2.8215 | 0.6258 | 0.59451 | 0 | 0 | 0.70368 | 6.0061 | 0.70368 | 0 | 0.70368 | 21.4017 | 92.9766 | 0 | 13.8395 | 13.8395 | 1.6488 | 13.8395 | 0 | 0.65396 | 2.2572 | 0 | 8.8277
2025-12-10 14:00 | 0.44815 | 22.0606 | 41.9494 | 47.0715 | 0.80069 | 2.5463 | 0.88634 | 0.88634 | 0.88634 | 287.2847 | 1.1068 | 0 | 0 | 2.5463 | 0.93299 | 0.88634 | 0 | 0 | 0.5065 | 6.0061 | 0.5065 | 0 | 0.5065 | 21.8547 | 94.9447 | 0 | 20.633 | 20.633 | 2.4581 | 20.633 | 0 | 0.97498 | 2.0371 | 0 | 8.5525
2025-12-10 15:00 | 0.22689 | 12.6649 | 52.5625 | 60.1632 | 0.49467 | 1.5731 | 0.82266 | 0.82266 | 0.82266 | 191.225 | 0.34261 | 0 | 0 | 1.5731 | 0.86596 | 0.82266 | 0 | 0 | 0.36457 | 6.0061 | 0.36457 | 0 | 0.36457 | 22.1808 | 96.3613 | 0 | 19.1506 | 19.1506 | 2.2815 | 19.1506 | 0 | 0.90493 | 1.2585 | 0 | 7.5793
2025-12-10 16:00 | 0.021928 | 1.9503 | 61.3513 | 73.7355 | 0.032466 | 0.10325 | 0.69037 | 0.69037 | 0.69037 | 14.9553 | 0 | 1.1102e-16 | 0 | 0.10325 | 0.7267 | 0.69037 | 0 | 0 | 0.26241 | 6.0061 | 0 | 0.62346 | -0.62346 | 21.4838 | 93.3331 | 0 | 16.071 | 16.071 | 1.9146 | 16.071 | 0 | 0.75941 | 0.082598 | 0 | 6.1094
2025-12-10 17:00 | 0 | 0 | 68.8814 | 90 | 0 | 0 | 0.85481 | 0.85481 | 0.85481 | 0 | 0 | 1.1102e-16 | 0 | 0 | 0.8998 | 0.85481 | 0 | 0 | 0.9364 | 6.0061 | 0 | 0.8998 | -0.8998 | 20.4778 | 88.9626 | 0 | 19.899 | 19.899 | 2.3707 | 19.899 | 0 | 0.94029 | 0 | 0 | 6.0061
2025-12-10 18:00 | 0 | 0 | 75.6754 | 90 | 0 | 0 | 0.86377 | 0.86377 | 0.86377 | 0 | 0 | 1.1102e-16 | 0 | 0 | 0.90923 | 0.86377 | 0 | 0 | 1.6974 | 6.0061 | 0 | 0.90923 | -0.90923 | 19.4612 | 84.5464 | 0 | 20.1075 | 20.1075 | 2.3955 | 20.1075 | 0 | 0.95015 | 0 | 0 | 6.0061
2025-12-10 19:00 | 0 | 0 | 82.2597 | 90 | 0 | 0 | 0.65443 | 0.65443 | 0.65443 | 0 | 0 | 1.1102e-16 | 0 | 0 | 0.68888 | 0.65443 | 0 | 0 | 2.3539 | 6.0061 | 0 | 0.68888 | -0.68888 | 18.691 | 81.2004 | 0 | 15.2345 | 15.2345 | 1.815 | 15.2345 | 0 | 0.71988 | 0 | 0 | 6.0061
2025-12-10 20:00 | 0 | 0 | 89.345 | 90 | 0 | 0 | 0.70945 | 0.70945 | 0.70945 | 0 | 0 | 0 | 0 | 0 | 0.74679 | 0.70945 | 0 | 0 | 2.7619 | 6.0061 | 0 | 0.74679 | -0.74679 | 17.8561 | 77.5731 | 0 | 16.5152 | 16.5152 | 1.9676 | 16.5152 | 0 | 0.7804 | 0 | 0 | 6.0061
2025-12-10 21:00 | 0 | 0 | 98.4057 | 90 | 0 | 0 | 0.58548 | 0.58548 | 0.58548 | 0 | 0 | 1.1102e-16 | 0 | 0 | 0.6163 | 0.58548 | 0 | 0 | 3.2335 | 6.0061 | 0 | 0.6163 | -0.6163 | 17.1671 | 74.5797 | 0 | 13.6293 | 13.6293 | 1.6237 | 13.6293 | 0 | 0.64403 | 0 | 0 | 6.0061
2025-12-10 22:00 | 0 | 0 | 114.42 | 90 | 0 | 0 | 0.78612 | 0.78612 | 0.78612 | 0 | 0 | 1.1102e-16 | 0 | 0 | 0.82749 | 0.78612 | 0 | 0 | 3.5843 | 6.0061 | 0 | 0.82749 | -0.82749 | 16.2419 | 70.5605 | 0 | 18.2999 | 18.2999 | 2.1802 | 18.2999 | 0 | 0.86473 | 0 | 0 | 6.0061
2025-12-10 23:00 | 0 | 0 | 163.7691 | 90 | 0 | 0 | 0.64585 | 0.64585 | 0.64585 | 0 | 0 | 1.1102e-16 | 0 | 0 | 0.67984 | 0.64585 | 0 | 0 | 4.1431 | 6.0061 | 0 | 0.67984 | -0.67984 | 15.4818 | 67.2584 | 0 | 15.0346 | 15.0346 | 1.7912 | 15.0346 | 0 | 0.71044 | 0 | 0 | 6.0061
2025-12-11 | 0 | 0 | -125.3604 | 90 | 0 | 0 | 0.3047 | 0.3047 | 0.3047 | 0 | 0 | 0 | 0 | 0 | 0.32074 | 0.3047 | 0 | 0 | 4.5449 | 5.612 | 0 | 0.32074 | -0.32074 | 15.1232 | 65.7005 | 0 | 7.0927 | 7.0927 | 0.845 | 7.0927 | 0 | 0.33517 | 0 | 0 | 5.612
2025-12-11 01:00 | 0 | 0 | -102.7884 | 90 | 0 | 0 | 0.32276 | 0.32276 | 0.32276 | 0 | 0 | 5.5511e-17 | 0 | 0 | 0.33975 | 0.32276 | 0 | 0 | 4.6366 | 5.2913 | 0 | 0.33975 | -0.33975 | 14.7434 | 64.0503 | 0 | 7.513 | 7.513 | 0.89508 | 7.513 | 0 | 0.35504 | 0 | 0 | 5.2913
2025-12-11 02:00 | 0 | 0 | -92.2052 | 90 | 0 | 0 | 0.3345 | 0.3345 | 0.3345 | 0 | 0 | 0 | 0 | 0 | 0.35211 | 0.3345 | 0 | 0 | 4.8062 | 4.9515 | 0 | 0.35211 | -0.35211 | 14.3497 | 62.3401 | 0 | 7.7864 | 7.7864 | 0.92764 | 7.7864 | 0 | 0.36795 | 0 | 0 | 4.9515
2025-12-11 03:00 | 0 | 0 | -84.6677 | 90 | 0 | 0 | 0.28756 | 0.28756 | 0.28756 | 0 | 0 | 0 | 0 | 0 | 0.30269 | 0.28756 | 0 | 0 | 5.0104 | 4.5994 | 0 | 0.30269 | -0.30269 | 14.0113 | 60.8699 | 0 | 6.6936 | 6.6936 | 0.79745 | 6.6936 | 0 | 0.31631 | 0 | 0 | 4.5994
2025-12-11 04:00 | 0 | 0 | -78.0156 | 90 | 0 | 0 | 0.35491 | 0.35491 | 0.35491 | 0 | 0 | 0 | 0 | 0 | 0.37359 | 0.35491 | 0 | 0 | 5.143 | 4.2967 | 0 | 0.37359 | -0.37359 | 13.5936 | 59.0553 | 0 | 8.2614 | 8.2614 | 0.98423 | 8.2614 | 0 | 0.3904 | 0 | 0 | 4.2967
2025-12-11 05:00 | 0 | 0 | -71.3722 | 90 | 0 | 0 | 0.29349 | 0.29349 | 0.29349 | 0 | 0 | 5.5511e-17 | 0 | 0 | 0.30894 | 0.29349 | 0 | 0 | 5.143 | 3.9232 | 0 | 0.30894 | -0.30894 | 13.2482 | 57.5547 | 0 | 6.8317 | 6.8317 | 0.8139 | 6.8317 | 0 | 0.32284 | 0 | 0 | 3.9232
2025-12-11 06:00 | 0.0063894 | 0 | -64.1776 | 90 | 0 | 0 | 0.29184 | 0.29184 | 0.29184 | 0 | 0 | 0 | 0 | 0 | 0.3072 | 0.29184 | 0 | 0 | 5.143 | 3.6142 | 0 | 0.3072 | -0.3072 | 12.9047 | 56.0626 | 0 | 6.7933 | 6.7933 | 0.80933 | 6.7933 | 0 | 0.32103 | 0 | 0 | 3.6142
2025-12-11 07:00 | 0.10704 | 8.7949 | -55.9207 | 65.1403 | 0.18988 | 0.60384 | 0.40406 | 0.40406 | 0.40406 | 149.4426 | 0 | 0 | 0 | 0.60384 | 0.42533 | 0.40406 | 0 | 0 | 5.143 | 3.307 | 0.17851 | 0 | 0.17851 | 13.0644 | 56.7563 | 0 | 9.4055 | 9.4055 | 1.1205 | 9.4055 | 0 | 0.44447 | 0.48307 | 0 | 3.9109
2025-12-11 08:00 | 0.3081 | 18.7317 | -46.0515 | 51.8353 | 0.55648 | 1.7697 | 0.35891 | 0.35891 | 0.35891 | 493.0852 | 0 | 0 | 0 | 1.7697 | 0.3778 | 0.35891 | 0 | 0 | 5.143 | 3.4498 | 1.3919 | 0 | 1.3919 | 14.3094 | 62.1648 | 0 | 8.3544 | 8.3544 | 0.99531 | 8.3544 | 0 | 0.3948 | 1.4158 | 0 | 5.2195
2025-12-11 09:00 | 0.2893 | 26.969 | -34.0223 | 39.3453 | 0.34992 | 1.1128 | 0.34015 | 0.34015 | 0.34015 | 327.1542 | 0 | 0 | 0 | 1.1128 | 0.35805 | 0.34015 | 0 | 0 | 4.5563 | 4.5634 | 0.75476 | 0 | 0.75476 | 14.9844 | 65.0976 | 0 | 7.9178 | 7.9178 | 0.9433 | 7.9178 | 0 | 0.37417 | 0.89025 | 0 | 5.6762
2025-12-11 10:00 | 0.46425 | 32.7513 | -19.5568 | 28.83 | 0.67481 | 2.146 | 0.17623 | 0.17623 | 0.17623 | 1217.695 | 0 | 0 | 0 | 2.146 | 0.18551 | 0.17623 | 0 | 0 | 4.1797 | 5.1672 | 1.9605 | 0 | 1.9605 | 16.738 | 72.7155 | 0 | 4.1023 | 4.1023 | 0.48873 | 4.1023 | 0 | 0.19386 | 1.7168 | 0 | 7.3132
2025-12-11 11:00 | 0.29798 | 35.2839 | -3.174 | 23.2098 | 0.31244 | 0.9936 | 0.31822 | 0.31822 | 0.31822 | 312.2351 | 0 | 0 | 0 | 0.9936 | 0.33497 | 0.31822 | 0 | 0 | 2.9382 | 6.0061 | 0.65863 | 0 | 0.65863 | 17.327 | 75.2747 | 0 | 7.4073 | 7.4073 | 0.88248 | 7.4073 | 0 | 0.35004 | 0.79488 | 0 | 6.9997
2025-12-11 12:00 | 0.24452 | 34.1194 | 13.5676 | 25.9142 | 0.24374 | 0.77513 | 0.48854 | 0.48854 | 0.48854 | 158.6617 | 0 | 0 | 0 | 0.77513 | 0.51426 | 0.48854 | 0 | 0 | 2.7801 | 6.0061 | 0.26087 | 0 | 0.26087 | 17.5604 | 76.2884 | 0 | 11.3727 | 11.3727 | 1.3549 | 11.3727 | 0 | 0.5374 | 0.6201 | 0 | 6.7813
2025-12-11 13:00 | 0.22736 | 29.4724 | 28.8732 | 35.0614 | 0.23136 | 0.73577 | 0.80632 | 0.80632 | 0.80632 | 91.2498 | 0 | 0 | 0 | 0.73577 | 0.84876 | 0.80632 | 0 | 0 | 2.8118 | 6.0061 | 0 | 0.11299 | -0.11299 | 17.434 | 75.7396 | 0 | 18.7702 | 18.7702 | 2.2362 | 18.7702 | 0 | 0.88695 | 0.58861 | 0 | 6.7419
2025-12-11 14:00 | 0.22437 | 22.06 | 41.8145 | 47.0122 | 0.26616 | 0.84644 | 0.80353 | 0.80353 | 0.80353 | 105.3403 | 0 | 0 | 0 | 0.84644 | 0.84582 | 0.80353 | 0 | 0 | 3.0411 | 6.0061 | 0.00061956 | 0 | 0.00061956 | 17.4346 | 75.742 | 0 | 18.7053 | 18.7053 | 2.2285 | 18.7053 | 0 | 0.88389 | 0.67716 | 0 | 6.8526
2025-12-11 15:00 | 0.20698 | 12.6841 | 52.4359 | 60.0872 | 0.43141 | 1.372 | 0.53499 | 0.53499 | 0.53499 | 256.4463 | 0 | 0 | 0 | 1.372 | 0.56315 | 0.53499 | 0 | 0 | 3.0792 | 6.0061 | 0.80882 | 0 | 0.80882 | 18.158 | 78.8848 | 0 | 12.454 | 12.454 | 1.4837 | 12.454 | 0 | 0.58849 | 1.0976 | 0 | 7.3781
2025-12-11 16:00 | 0.031333 | 1.9844 | 61.231 | 73.6479 | 0.087747 | 0.27905 | 0.59371 | 0.59371 | 0.59371 | 47.0008 | 0 | 1.1102e-16 | 0 | 0.27905 | 0.62496 | 0.59371 | 0 | 0 | 2.5157 | 6.0061 | 0 | 0.34591 | -0.34591 | 17.7713 | 77.2047 | 0 | 13.821 | 13.821 | 1.6466 | 13.821 | 0 | 0.65308 | 0.22324 | 0 | 6.2852
2025-12-11 17:00 | 0 | 0 | 68.7632 | 90 | 0 | 0 | 0.4794 | 0.4794 | 0.4794 | 0 | 0 | 5.5511e-17 | 0 | 0 | 0.50463 | 0.4794 | 0 | 0 | 2.9333 | 6.0061 | 0 | 0.50463 | -0.50463 | 17.2071 | 74.7536 | 0 | 11.1598 | 11.1598 | 1.3295 | 11.1598 | 0 | 0.52734 | 0 | 0 | 6.0061
2025-12-11 18:00 | 0 | 0 | 75.5537 | 90 | 0 | 0 | 0.71625 | 0.71625 | 0.71625 | 0 | 0 | 1.1102e-16 | 0 | 0 | 0.75395 | 0.71625 | 0 | 0 | 3.3794 | 6.0061 | 0 | 0.75395 | -0.75395 | 16.3641 | 71.0916 | 0 | 16.6734 | 16.6734 | 1.9864 | 16.6734 | 0 | 0.78787 | 0 | 0 | 6.0061
2025-12-11 19:00 | 0 | 0 | 82.1261 | 90 | 0 | 0 | 0.43448 | 0.43448 | 0.43448 | 0 | 0 | 5.5511e-17 | 0 | 0 | 0.45735 | 0.43448 | 0 | 0 | 3.975 | 6.0061 | 0 | 0.45735 | -0.45735 | 15.8528 | 68.8702 | 0 | 10.1141 | 10.1141 | 1.205 | 10.1141 | 0 | 0.47793 | 0 | 0 | 6.0061
2025-12-11 20:00 | 0 | 0 | 89.1851 | 90 | 0 | 0 | 0.67938 | 0.67938 | 0.67938 | 0 | 0 | 1.1102e-16 | 0 | 0 | 0.71514 | 0.67938 | 0 | 0 | 4.2335 | 5.9439 | 0 | 0.71514 | -0.71514 | 15.0533 | 65.3967 | 0 | 15.8152 | 15.8152 | 1.8842 | 15.8152 | 0 | 0.74732 | 0 | 0 | 5.9439
2025-12-11 21:00 | 0 | 0 | 98.1862 | 90 | 0 | 0 | 0.67625 | 0.67625 | 0.67625 | 0 | 0 | 1.1102e-16 | 0 | 0 | 0.71184 | 0.67625 | 0 | 0 | 4.738 | 5.2287 | 0 | 0.71184 | -0.71184 | 14.2574 | 61.9392 | 0 | 15.7423 | 15.7423 | 1.8755 | 15.7423 | 0 | 0.74387 | 0 | 0 | 5.2287
2025-12-11 22:00 | 0 | 0 | 114.0364 | 90 | 0 | 0 | 0.59789 | 0.59789 | 0.59789 | 0 | 0 | 1.1102e-16 | 0 | 0 | 0.62936 | 0.59789 | 0 | 0 | 5.143 | 4.5169 | 0 | 0.62936 | -0.62936 | 13.5538 | 58.8824 | 0 | 13.9182 | 13.9182 | 1.6582 | 13.9182 | 0 | 0.65768 | 0 | 0 | 4.5169
2025-12-11 23:00 | 0 | 0 | 163.0285 | 90 | 0 | 0 | 0.76161 | 0.76161 | 0.76161 | 0 | 0 | 1.1102e-16 | 0 | 0 | 0.80169 | 0.76161 | 0 | 0 | 5.143 | 3.8876 | 0 | 0.80169 | -0.80169 | 12.6575 | 54.9884 | 0 | 17.7293 | 17.7293 | 2.1122 | 17.7293 | 0 | 0.83777 | 0 | 0 | 3.8876
2025-12-12 | 0 | 0 | -125.4092 | 90 | 0 | 0 | 0.3589 | 0.3589 | 0.3589 | 0 | 0 | 5.5511e-17 | 0 | 0 | 0.37779 | 0.3589 | 0 | 0 | 5.143 | 3.0859 | 0 | 0.37779 | -0.37779 | 12.2351 | 53.1534 | 0 | 8.3543 | 8.3543 | 0.9953 | 8.3543 | 0 | 0.39479 | 0 | 0 | 3.0859
2025-12-12 01:00 | 0 | 0 | -102.7387 | 90 | 0 | 0 | 0.38361 | 0.38361 | 0.38361 | 0 | 0 | 0 | 0 | 0 | 0.4038 | 0.38361 | 0 | 0 | 5.143 | 2.7081 | 0 | 0.4038 | -0.4038 | 11.7836 | 51.1921 | 0 | 8.9293 | 8.9293 | 1.0638 | 8.9293 | 0 | 0.42197 | 0 | 0 | 2.7081
2025-12-12 02:00 | 0 | 0 | -92.16 | 90 | 0 | 0 | 0.33618 | 0.33618 | 0.33618 | 0 | 0 | 5.5511e-17 | 0 | 0 | 0.35387 | 0.33618 | 0 | 0 | 5.143 | 2.3043 | 0 | 0.35387 | -0.35387 | 11.388 | 49.4734 | 0 | 7.8253 | 7.8253 | 0.93228 | 7.8253 | 0 | 0.36979 | 0 | 0 | 2.3043
2025-12-12 03:00 | 0 | 0 | -84.633 | 90 | 0 | 0 | 0.2757 | 0.2757 | 0.2757 | 0 | 0 | 0 | 0 | 0 | 0.29021 | 0.2757 | 0 | 0 | 5.143 | 1.9504 | 0 | 0.29021 | -0.29021 | 11.0635 | 48.0638 | 0 | 6.4175 | 6.4175 | 0.76455 | 6.4175 | 0 | 0.30327 | 0 | 0 | 1.9504
2025-12-12 04:00 | 0 | 0 | -77.9909 | 90 | 0 | 0 | 0.49051 | 0.49051 | 0.49051 | 0 | 0 | 1.1102e-16 | 0 | 0 | 0.51633 | 0.49051 | 0 | 0 | 5.143 | 1.6602 | 0 | 0.51633 | -0.51633 | 10.4863 | 45.5559 | 0 | 11.4177 | 11.4177 | 1.3603 | 11.4177 | 0 | 0.53956 | 0 | 0 | 1.6602
2025-12-12 05:00 | 0 | 0 | -71.3572 | 90 | 0 | 0 | 0.31473 | 0.31473 | 0.31473 | 0 | 0 | 0 | 0 | 0 | 0.33129 | 0.31473 | 0 | 0 | 5.143 | 1.1439 | 0 | 0.33129 | -0.33129 | 10.1159 | 43.9468 | 0 | 7.326 | 7.326 | 0.87279 | 7.326 | 0 | 0.3462 | 0 | 0 | 1.1439
2025-12-12 06:00 | 0.0079732 | 0 | -64.1733 | 90 | 0 | 0 | 0.31574 | 0.31574 | 0.31574 | 0 | 0 | 5.5511e-17 | 0 | 0 | 0.33235 | 0.31574 | 0 | 0 | 5.143 | 0.81258 | 0 | 0.33235 | -0.33235 | 9.7443 | 42.3325 | 0 | 7.3495 | 7.3495 | 0.87559 | 7.3495 | 0 | 0.34731 | 0 | 0 | 0.81258
2025-12-12 07:00 | 0.049175 | 8.6734 | -55.9301 | 65.2515 | 0.04887 | 0.15542 | 0.27587 | 0.27587 | 0.27587 | 56.3369 | 0 | 5.5511e-17 | 0 | 0.15542 | 0.29039 | 0.27587 | 0 | 0 | 5.143 | 0.48023 | 0 | 0.13497 | -0.13497 | 9.5934 | 41.6769 | 0 | 6.4215 | 6.4215 | 0.76503 | 6.4215 | 0 | 0.30346 | 0.12433 | 0 | 0.63564
2025-12-12 08:00 | 0.084902 | 18.6127 | -46.0797 | 51.9525 | 0.081804 | 0.26015 | 0.4307 | 0.4307 | 0.4307 | 60.4025 | 0 | 0 | 0.096346 | 0.26015 | 0.45337 | 0.4307 | 0 | 0 | 5.143 | 0.34525 | 0 | 0.19321 | -0.19321 | 9.3773 | 40.7385 | 0 | 10.0255 | 10.0255 | 1.1944 | 10.0255 | 0 | 0.47377 | 0.20812 | 0 | 0.60541
2025-12-12 09:00 | 0.087741 | 26.857 | -34.0763 | 39.4669 | 0.083696 | 0.26617 | 0.41477 | 0.3973 | 0.3973 | 66.9944 | 0 | 0.017474 | 0.26124 | 0.26617 | 0.41821 | 0.3973 | 0 | 0 | 5.143 | 0.15204 | 0 | 0.15204 | -0.15204 | 9.2074 | 40 | 0 | 9.6548 | 9.6548 | 1.1502 | 9.6548 | 0 | 0.45625 | 0.21293 | 0 | 0.41821
2025-12-12 10:00 | 0.10058 | 32.6531 | -19.6427 | 28.9478 | 0.095771 | 0.30457 | 0.33818 | 0.28934 | 0.28934 | 105.2632 | 0 | 0.048838 | 0.31413 | 0.30457 | 0.30457 | 0.28934 | 0 | 0 | 5.143 | 0 | 0 | 0 | 0 | 9.2074 | 40 | 0 | 7.8719 | 7.8719 | 0.93783 | 7.8719 | 0 | 0.372 | 0.24366 | 0 | 0.30457
2025-12-12 11:00 | 0.27103 | 35.208 | -3.2908 | 23.2927 | 0.27525 | 0.87534 | 0.46229 | 0.46229 | 0.46229 | 189.3503 | 0 | 0 | 0.3422 | 0.87534 | 0.48662 | 0.46229 | 0 | 0 | 5.143 | 1.5888e-15 | 0.38872 | 0 | 0.38872 | 9.555 | 41.5105 | 0 | 10.7608 | 10.7608 | 1.282 | 10.7608 | 0 | 0.50851 | 0.70027 | 0 | 0.87534
2025-12-12 12:00 | 0.082496 | 34.0717 | 13.4321 | 25.9286 | 0.078341 | 0.24914 | 0.61857 | 0.53211 | 0.53211 | 46.8207 | 0 | 0.086455 | 0.33766 | 0.24914 | 0.56012 | 0.53211 | 0 | 0 | 5.143 | 0.31098 | 0 | 0.31098 | -0.31098 | 9.2074 | 40 | 0 | 14.3995 | 14.3995 | 1.7155 | 14.3995 | 0 | 0.68042 | 0.19931 | 0 | 0.56012
2025-12-12 13:00 | 0.072326 | 29.4532 | 28.7349 | 35.0257 | 0.068728 | 0.21857 | 0.79761 | 0.20764 | 0.20764 | 105.2632 | 0 | 0.58997 | 0.83584 | 0.21857 | 0.21857 | 0.20764 | 0 | 0 | 5.143 | 1.5888e-15 | 0 | 1.5888e-15 | 0 | 9.2074 | 40 | 0 | 18.5673 | 18.5673 | 2.212 | 18.5673 | 0 | 0.87737 | 0.17485 | 0 | 0.21857
2025-12-12 14:00 | 0.027389 | 22.0654 | 41.6831 | 46.9494 | 0.025921 | 0.082433 | 0.76489 | 0.078311 | 0.078311 | 105.2632 | 0 | 0.68658 | 0.82572 | 0.082433 | 0.082433 | 0.078311 | 0 | 0 | 5.143 | 1.5888e-15 | 0 | 1.5888e-15 | 0 | 9.2074 | 40 | 0 | 17.8058 | 17.8058 | 2.1213 | 17.8058 | 0 | 0.84138 | 0.065946 | 0 | 0.082433
2025-12-12 15:00 | 0.0041363 | 12.7087 | 52.3135 | 60.0084 | 0.0039006 | 0.012404 | 0.74292 | 0.011784 | 0.011784 | 105.2632 | 0 | 0.73113 | 0.81485 | 0.012404 | 0.012404 | 0.011784 | 0 | 0 | 5.143 | 1.5888e-15 | 0 | 1.5888e-15 | 0 | 9.2074 | 40 | 0 | 17.2943 | 17.2943 | 2.0604 | 17.2943 | 0 | 0.81721 | 0.0099236 | 0 | 0.012404
2025-12-12 16:00 | 0.0080535 | 2.0235 | 61.1154 | 73.5584 | 0.0080159 | 0.025492 | 0.66166 | 0.024217 | 0.024217 | 105.2632 | 0 | 0.63744 | 0.72298 | 0.025492 | 0.025492 | 0.024217 | 0 | 0 | 5.143 | 3.1776e-15 | 0 | 3.1776e-15 | 0 | 9.2074 | 40 | 0 | 15.4027 | 15.4027 | 1.835 | 15.4027 | 0 | 0.72783 | 0.020394 | 0 | 0.025492
2025-12-12 17:00 | 0 | 0 | 68.6503 | 90 | 0 | 0 | 0.5685 | 3.0188e-15 | 3.0188e-15 | 0 | 0 | 0.5685 | 0.62535 | 0 | 3.1776e-15 | 3.0188e-15 | 0 | 0 | 5.143 | 3.1776e-15 | 0 | 3.1776e-15 | 0 | 9.2074 | 40 | 0 | 13.234 | 13.234 | 1.5767 | 13.234 | 0 | 0.62535 | 0 | 0 | 3.1776e-15
2025-12-12 18:00 | 0 | 0 | 75.438 | 90 | 0 | 0 | 0.6538 | 3.0188e-15 | 3.0188e-15 | 0 | 0 | 0.6538 | 0.71918 | 0 | 3.1776e-15 | 3.0188e-15 | 0 | 0 | 5.143 | 3.1776e-15 | 0 | 3.1776e-15 | 0 | 9.2074 | 40 | 0 | 15.2197 | 15.2197 | 1.8132 | 15.2197 | 0 | 0.71918 | 0 | 0 | 3.1776e-15
2025-12-12 19:00 | 0 | 0 | 81.9997 | 90 | 0 | 0 | 0.98635 | 3.0188e-15 | 3.0188e-15 | 0 | 0 | 0.98635 | 1.085 | 0 | 3.1776e-15 | 3.0188e-15 | 0 | 0 | 5.143 | 3.1776e-15 | 0 | 3.1776e-15 | 0 | 9.2074 | 40 | 0 | 22.961 | 22.961 | 2.7355 | 22.961 | 0 | 1.085 | 0 | 0 | 3.1776e-15
2025-12-12 20:00 | 0 | 0 | 89.0339 | 90 | 0 | 0 | 0.65774 | 3.0188e-15 | 3.0188e-15 | 0 | 0 | 0.65774 | 0.72352 | 0 | 3.1776e-15 | 3.0188e-15 | 0 | 0 | 5.143 | 3.1776e-15 | 0 | 3.1776e-15 | 0 | 9.2074 | 40 | 0 | 15.3115 | 15.3115 | 1.8241 | 15.3115 | 0 | 0.72352 | 0 | 0 | 3.1776e-15
2025-12-12 21:00 | 0 | 0 | 97.9788 | 90 | 0 | 0 | 0.75535 | 4.5281e-15 | 4.5281e-15 | 0 | 0 | 0.75535 | 0.83088 | 0 | 4.7665e-15 | 4.5281e-15 | 0 | 0 | 5.143 | 4.7665e-15 | 0 | 4.7665e-15 | 0 | 9.2074 | 40 | 0 | 17.5836 | 17.5836 | 2.0948 | 17.5836 | 0 | 0.83088 | 0 | 0 | 4.7665e-15
2025-12-12 22:00 | 0 | 0 | 113.6711 | 90 | 0 | 0 | 0.72904 | 6.0375e-15 | 6.0375e-15 | 0 | 0 | 0.72904 | 0.80194 | 0 | 6.3553e-15 | 6.0375e-15 | 0 | 0 | 5.143 | 6.3553e-15 | 0 | 6.3553e-15 | 0 | 9.2074 | 40 | 0 | 16.9711 | 16.9711 | 2.0219 | 16.9711 | 0 | 0.80194 | 0 | 0 | 6.3553e-15
2025-12-12 23:00 | 0 | 0 | 162.2847 | 90 | 0 | 0 | 0.72725 | 6.0375e-15 | 6.0375e-15 | 0 | 0 | 0.72725 | 0.79997 | 0 | 6.3553e-15 | 6.0375e-15 | 0 | 0 | 5.143 | 6.3553e-15 | 0 | 6.3553e-15 | 0 | 9.2074 | 40 | 0 | 16.9295 | 16.9295 | 2.0169 | 16.9295 | 0 | 0.79997 | 0 | 0 | 6.3553e-15
2025-12-13 | 0 | 0 | -125.4838 | 90 | 0 | 0 | 0.34547 | 6.0375e-15 | 6.0375e-15 | 0 | 0 | 0.34547 | 0.38002 | 0 | 6.3553e-15 | 6.0375e-15 | 0 | 0 | 5.143 | 6.3553e-15 | 0 | 6.3553e-15 | 0 | 9.2074 | 40 | 0 | 8.0416 | 8.0416 | 0.95804 | 8.0416 | 0 | 0.38002 | 0 | 0 | 6.3553e-15
2025-12-13 01:00 | 0 | 0 | -102.7041 | 90 | 0 | 0 | 0.39107 | 6.0375e-15 | 6.0375e-15 | 0 | 0 | 0.39107 | 0.43018 | 0 | 6.3553e-15 | 6.0375e-15 | 0 | 0 | 5.143 | 6.3553e-15 | 0 | 6.3553e-15 | 0 | 9.2074 | 40 | 0 | 9.1031 | 9.1031 | 1.0845 | 9.1031 | 0 | 0.43018 | 0 | 0 | 6.3553e-15
2025-12-13 02:00 | 0 | 0 | -92.1254 | 90 | 0 | 0 | 0.37835 | 6.0375e-15 | 6.0375e-15 | 0 | 0 | 0.37835 | 0.41618 | 0 | 6.3553e-15 | 6.0375e-15 | 0 | 0 | 5.143 | 6.3553e-15 | 0 | 6.3553e-15 | 0 | 9.2074 | 40 | 0 | 8.8069 | 8.8069 | 1.0492 | 8.8069 | 0 | 0.41618 | 0 | 0 | 6.3553e-15
2025-12-13 03:00 | 0 | 0 | -84.6069 | 90 | 0 | 0 | 0.31481 | 6.0375e-15 | 6.0375e-15 | 0 | 0 | 0.31481 | 0.34629 | 0 | 6.3553e-15 | 6.0375e-15 | 0 | 0 | 5.143 | 6.3553e-15 | 0 | 6.3553e-15 | 0 | 9.2074 | 40 | 0 | 7.3278 | 7.3278 | 0.87301 | 7.3278 | 0 | 0.34629 | 0 | 0 | 6.3553e-15
2025-12-13 04:00 | 0 | 0 | -77.9735 | 90 | 0 | 0 | 0.19155 | 6.0375e-15 | 6.0375e-15 | 0 | 0 | 0.19155 | 0.2107 | 0 | 6.3553e-15 | 6.0375e-15 | 0 | 0 | 5.143 | 6.3553e-15 | 0 | 6.3553e-15 | 0 | 9.2074 | 40 | 0 | 4.4587 | 4.4587 | 0.53119 | 4.4587 | 0 | 0.2107 | 0 | 0 | 6.3553e-15
2025-12-13 05:00 | 0 | 0 | -71.3488 | 90 | 0 | 0 | 0.39551 | 7.5469e-15 | 7.5469e-15 | 0 | 0 | 0.39551 | 0.43506 | 0 | 7.9441e-15 | 7.5469e-15 | 0 | 0 | 5.143 | 7.9441e-15 | 0 | 7.9441e-15 | 0 | 9.2074 | 40 | 0 | 9.2064 | 9.2064 | 1.0968 | 9.2064 | 0 | 0.43506 | 0 | 0 | 7.9441e-15
2025-12-13 06:00 | 0.0049836 | 0 | -64.1754 | 90 | 0 | 0 | 0.29143 | 7.5469e-15 | 7.5469e-15 | 0 | 0 | 0.29143 | 0.32057 | 0 | 7.9441e-15 | 7.5469e-15 | 0 | 0 | 5.143 | 7.9441e-15 | 0 | 7.9441e-15 | 0 | 9.2074 | 40 | 0 | 6.7837 | 6.7837 | 0.80819 | 6.7837 | 0 | 0.32057 | 0 | 0 | 7.9441e-15
2025-12-13 07:00 | 0.14628 | 8.5553 | -55.9455 | 65.3624 | 0.38158 | 1.2135 | 0.42144 | 0.42144 | 0.42144 | 287.9445 | 0 | 0 | 0.23301 | 1.2135 | 0.44362 | 0.42144 | 0 | 0 | 5.143 | 9.5329e-15 | 0.76988 | 0 | 0.76988 | 9.896 | 42.9915 | 0 | 9.8099 | 9.8099 | 1.1687 | 9.8099 | 0 | 0.46358 | 0.9708 | 0 | 1.2135
2025-12-13 08:00 | 0.35366 | 18.4981 | -46.1134 | 52.0685 | 0.671 | 2.1339 | 0.47145 | 0.47145 | 0.47145 | 452.6312 | 0 | 0 | 0 | 2.1339 | 0.49626 | 0.47145 | 0 | 0 | 5.143 | 0.61591 | 1.6377 | 0 | 1.6377 | 11.3607 | 49.355 | 0 | 10.974 | 10.974 | 1.3074 | 10.974 | 0 | 0.51859 | 1.7071 | 0 | 2.7498
2025-12-13 09:00 | 0.44143 | 26.7501 | -34.1351 | 39.5859 | 0.7228 | 2.2986 | 0.3461 | 0.3461 | 0.3461 | 664.142 | 0 | 0 | 0 | 2.2986 | 0.36432 | 0.3461 | 0 | 0 | 5.143 | 1.926 | 1.9343 | 0 | 1.9343 | 13.0908 | 56.8711 | 0 | 8.0564 | 8.0564 | 0.95981 | 8.0564 | 0 | 0.38071 | 1.8389 | 0 | 4.2246
2025-12-13 10:00 | 0.54031 | 32.561 | -19.7322 | 29.061 | 0.84926 | 2.7008 | 0.32009 | 0.32009 | 0.32009 | 843.766 | 0 | 0 | 0 | 2.7008 | 0.33693 | 0.32009 | 0 | 0 | 4.9138 | 3.4735 | 2.3639 | 0 | 2.3639 | 15.2051 | 66.0563 | 0 | 7.4508 | 7.4508 | 0.88766 | 7.4508 | 0 | 0.3521 | 2.1606 | 0 | 6.1743
2025-12-13 11:00 | 0.59444 | 35.1387 | -3.4091 | 23.3693 | 0.92566 | 2.9438 | 0.31888 | 0.31888 | 0.31888 | 923.145 | 0 | 0 | 0 | 2.9438 | 0.33567 | 0.31888 | 0 | 0 | 3.5631 | 5.3645 | 2.6081 | 0 | 2.6081 | 17.5379 | 76.1906 | 0 | 7.4228 | 7.4228 | 0.88432 | 7.4228 | 0 | 0.35077 | 2.355 | 0 | 8.3083
2025-12-13 12:00 | 0.56793 | 34.0307 | 13.2973 | 25.9371 | 0.88662 | 2.8196 | 0.50024 | 0.50024 | 0.50024 | 563.6566 | 0.15833 | 0 | 0 | 2.8196 | 0.52656 | 0.50024 | 0 | 0 | 2.1347 | 6.0061 | 2.1347 | 0 | 2.1347 | 19.4472 | 84.4855 | 0 | 11.6449 | 11.6449 | 1.3873 | 11.6449 | 0 | 0.55026 | 2.2557 | 0 | 8.8258
2025-12-13 13:00 | 0.39399 | 29.4405 | 28.599 | 34.9853 | 0.55899 | 1.7777 | 0.86879 | 0.86879 | 0.86879 | 204.6146 | 0 | 0 | 0 | 1.7777 | 0.91452 | 0.86879 | 0 | 0 | 1.1188 | 6.0061 | 0.86316 | 0 | 0.86316 | 20.2192 | 87.8395 | 0 | 20.2245 | 20.2245 | 2.4095 | 20.2245 | 0 | 0.95567 | 1.4221 | 0 | 7.7838
2025-12-13 14:00 | 0.37273 | 22.0767 | 41.5552 | 46.883 | 0.64832 | 2.0618 | 0.66687 | 0.66687 | 0.66687 | 309.1685 | 0.371 | 0 | 0 | 2.0618 | 0.70197 | 0.66687 | 0 | 0 | 0.98879 | 6.0061 | 0.98879 | 0 | 0.98879 | 21.1036 | 91.6816 | 0 | 15.524 | 15.524 | 1.8495 | 15.524 | 0 | 0.73356 | 1.6494 | 0 | 8.0679
2025-12-13 15:00 | 0.2205 | 12.7386 | 52.1954 | 59.927 | 0.47497 | 1.5105 | 0.62552 | 0.62552 | 0.62552 | 241.4753 | 0.25215 | 0 | 0 | 1.5105 | 0.65844 | 0.62552 | 0 | 0 | 0.59989 | 6.0061 | 0.59989 | 0 | 0.59989 | 21.6402 | 94.0126 | 0 | 14.5614 | 14.5614 | 1.7348 | 14.5614 | 0 | 0.68807 | 1.2084 | 0 | 7.5166
2025-12-13 16:00 | 0.039781 | 2.0673 | 61.0047 | 73.467 | 0.16031 | 0.50983 | 0.86036 | 0.86036 | 0.86036 | 59.2575 | 0 | 0 | 0 | 0.50983 | 0.90564 | 0.86036 | 0 | 0 | 0.43179 | 6.0061 | 0 | 0.39581 | -0.39581 | 21.1977 | 92.0901 | 0 | 20.0281 | 20.0281 | 2.3861 | 20.0281 | 0 | 0.94639 | 0.40786 | 0 | 6.516
2025-12-13 17:00 | 0 | 0 | 68.5428 | 90 | 0 | 0 | 0.73519 | 0.73519 | 0.73519 | 0 | 0 | 1.1102e-16 | 0 | 0 | 0.77388 | 0.73519 | 0 | 0 | 0.97566 | 6.0061 | 0 | 0.77388 | -0.77388 | 20.3324 | 88.3313 | 0 | 17.1143 | 17.1143 | 2.0389 | 17.1143 | 0 | 0.8087 | 0 | 0 | 6.0061
2025-12-13 18:00 | 0 | 0 | 75.3284 | 90 | 0 | 0 | 0.51057 | 0.51057 | 0.51057 | 0 | 0 | 1.1102e-16 | 0 | 0 | 0.53744 | 0.51057 | 0 | 0 | 1.6913 | 6.0061 | 0 | 0.53744 | -0.53744 | 19.7316 | 85.7209 | 0 | 11.8854 | 11.8854 | 1.416 | 11.8854 | 0 | 0.56162 | 0 | 0 | 6.0061
2025-12-13 19:00 | 0 | 0 | 81.8804 | 90 | 0 | 0 | 0.746 | 0.746 | 0.746 | 0 | 0 | 1.1102e-16 | 0 | 0 | 0.78526 | 0.746 | 0 | 0 | 2.0633 | 6.0061 | 0 | 0.78526 | -0.78526 | 18.8536 | 81.9067 | 0 | 17.366 | 17.366 | 2.0689 | 17.366 | 0 | 0.8206 | 0 | 0 | 6.0061
2025-12-13 20:00 | 0 | 0 | 88.8918 | 90 | 0 | 0 | 0.60299 | 0.60299 | 0.60299 | 0 | 0 | 0 | 0 | 0 | 0.63472 | 0.60299 | 0 | 0 | 2.6365 | 6.0061 | 0 | 0.63472 | -0.63472 | 18.144 | 78.8238 | 0 | 14.0368 | 14.0368 | 1.6723 | 14.0368 | 0 | 0.66329 | 0 | 0 | 6.0061
2025-12-13 21:00 | 0 | 0 | 97.7836 | 90 | 0 | 0 | 0.69047 | 0.69047 | 0.69047 | 0 | 0 | 1.1102e-16 | 0 | 0 | 0.72681 | 0.69047 | 0 | 0 | 3.0272 | 6.0061 | 0 | 0.72681 | -0.72681 | 17.3314 | 75.2936 | 0 | 16.0733 | 16.0733 | 1.9149 | 16.0733 | 0 | 0.75951 | 0 | 0 | 6.0061
2025-12-13 22:00 | 0 | 0 | 113.3242 | 90 | 0 | 0 | 0.47236 | 0.47236 | 0.47236 | 0 | 0 | 5.5511e-17 | 0 | 0 | 0.49722 | 0.47236 | 0 | 0 | 3.5031 | 6.0061 | 0 | 0.49722 | -0.49722 | 16.7755 | 72.8785 | 0 | 10.996 | 10.996 | 1.31 | 10.996 | 0 | 0.5196 | 0 | 0 | 6.0061
2025-12-13 23:00 | 0 | 0 | 161.5404 | 90 | 0 | 0 | 0.61692 | 0.61692 | 0.61692 | 0 | 0 | 0 | 0 | 0 | 0.64939 | 0.61692 | 0 | 0 | 3.7598 | 6.0061 | 0 | 0.64939 | -0.64939 | 16.0494 | 69.7244 | 0 | 14.3612 | 14.3612 | 1.7109 | 14.3612 | 0 | 0.67861 | 0 | 0 | 6.0061
2025-12-14 | 0 | 0 | -125.5847 | 90 | 0 | 0 | 0.33456 | 0.33456 | 0.33456 | 0 | 0 | 5.5511e-17 | 0 | 0 | 0.35217 | 0.33456 | 0 | 0 | 4.1828 | 6.0061 | 0 | 0.35217 | -0.35217 | 15.6557 | 68.0138 | 0 | 7.7876 | 7.7876 | 0.92779 | 7.7876 | 0 | 0.36801 | 0 | 0 | 6.0061
2025-12-14 01:00 | 0 | 0 | -102.6846 | 90 | 0 | 0 | 0.41156 | 0.41156 | 0.41156 | 0 | 0 | 0 | 0 | 0 | 0.43323 | 0.41156 | 0 | 0 | 4.3286 | 5.7676 | 0 | 0.43323 | -0.43323 | 15.1713 | 65.9096 | 0 | 9.5801 | 9.5801 | 1.1413 | 9.5801 | 0 | 0.45272 | 0 | 0 | 5.7676
2025-12-14 02:00 | 0 | 0 | -92.1016 | 90 | 0 | 0 | 0.45271 | 0.45271 | 0.45271 | 0 | 0 | 5.5511e-17 | 0 | 0 | 0.47654 | 0.45271 | 0 | 0 | 4.5885 | 5.3343 | 0 | 0.47654 | -0.47654 | 14.6386 | 63.595 | 0 | 10.5379 | 10.5379 | 1.2554 | 10.5379 | 0 | 0.49798 | 0 | 0 | 5.3343
2025-12-14 03:00 | 0 | 0 | -84.5893 | 90 | 0 | 0 | 0.29804 | 0.29804 | 0.29804 | 0 | 0 | 5.5511e-17 | 0 | 0 | 0.31372 | 0.29804 | 0 | 0 | 4.8927 | 4.8578 | 0 | 0.31372 | -0.31372 | 14.2878 | 62.0712 | 0 | 6.9375 | 6.9375 | 0.82651 | 6.9375 | 0 | 0.32784 | 0 | 0 | 4.8578
2025-12-14 04:00 | 0 | 0 | -77.9635 | 90 | 0 | 0 | 0.44749 | 0.44749 | 0.44749 | 0 | 0 | 5.5511e-17 | 0 | 0 | 0.47105 | 0.44749 | 0 | 0 | 5.0466 | 4.5441 | 0 | 0.47105 | -0.47105 | 13.7612 | 59.7833 | 0 | 10.4164 | 10.4164 | 1.241 | 10.4164 | 0 | 0.49224 | 0 | 0 | 4.5441
2025-12-14 05:00 | 0 | 0 | -71.3472 | 90 | 0 | 0 | 0.36089 | 0.36089 | 0.36089 | 0 | 0 | 0 | 0 | 0 | 0.37988 | 0.36089 | 0 | 0 | 5.143 | 4.073 | 0 | 0.37988 | -0.37988 | 13.3364 | 57.9381 | 0 | 8.4005 | 8.4005 | 1.0008 | 8.4005 | 0 | 0.39698 | 0 | 0 | 4.073
2025-12-14 06:00 | 0.0052201 | 0 | -64.1836 | 90 | 0 | 0 | 0.47581 | 0.47581 | 0.47581 | 0 | 0 | 1.1102e-16 | 0 | 0 | 0.50086 | 0.47581 | 0 | 0 | 5.143 | 3.6932 | 0 | 0.50086 | -0.50086 | 12.7765 | 55.5054 | 0 | 11.0757 | 11.0757 | 1.3195 | 11.0757 | 0 | 0.5234 | 0 | 0 | 3.6932
2025-12-14 07:00 | 0.11172 | 8.4409 | -55.9669 | 65.4731 | 0.2265 | 0.72031 | 0.32499 | 0.32499 | 0.32499 | 221.6391 | 0 | 0 | 0 | 0.72031 | 0.3421 | 0.32499 | 0 | 0 | 5.143 | 3.1923 | 0.37821 | 0 | 0.37821 | 13.1147 | 56.975 | 0 | 7.565 | 7.565 | 0.90126 | 7.565 | 0 | 0.35749 | 0.57625 | 0 | 3.9126
2025-12-14 08:00 | 0.3442 | 18.3878 | -46.1527 | 52.1831 | 0.65388 | 2.0795 | 0.36004 | 0.36004 | 0.36004 | 577.563 | 0 | 0 | 0 | 2.0795 | 0.37899 | 0.36004 | 0 | 0 | 5.143 | 3.4949 | 1.7005 | 0 | 1.7005 | 14.6357 | 63.5825 | 0 | 8.3808 | 8.3808 | 0.99845 | 8.3808 | 0 | 0.39604 | 1.6636 | 0 | 5.5743
2025-12-14 09:00 | 0.53661 | 26.6486 | -34.1987 | 39.7022 | 0.90874 | 2.8899 | 0.26267 | 0.26267 | 0.26267 | 1100.237 | 0 | 0 | 0 | 2.8899 | 0.27649 | 0.26267 | 0 | 0 | 4.3008 | 4.8552 | 2.6134 | 0 | 2.6134 | 16.9732 | 73.7376 | 0 | 6.1141 | 6.1141 | 0.72842 | 6.1141 | 0 | 0.28893 | 2.312 | 0 | 7.7452
2025-12-14 10:00 | 0.64348 | 32.4749 | -19.8251 | 29.1697 | 1.0352 | 3.292 | 0.40016 | 0.40016 | 0.40016 | 822.6777 | 0.23884 | 0 | 0 | 3.292 | 0.42122 | 0.40016 | 0 | 0 | 2.6319 | 6.0061 | 2.6319 | 0 | 2.6319 | 19.3273 | 83.9646 | 0 | 9.3145 | 9.3145 | 1.1097 | 9.3145 | 0 | 0.44017 | 2.6336 | 0 | 9.2981
2025-12-14 11:00 | 0.68587 | 35.0759 | -3.529 | 23.4396 | 1.0837 | 3.4465 | 0.3426 | 0.3426 | 0.3426 | 1005.964 | 1.9294 | 0 | 0 | 3.4465 | 0.36063 | 0.3426 | 0 | 0 | 1.1564 | 6.0061 | 1.1564 | 0 | 1.1564 | 20.3616 | 88.458 | 0 | 7.9749 | 7.9749 | 0.9501 | 7.9749 | 0 | 0.37686 | 2.7572 | 0 | 9.4526
2025-12-14 12:00 | 0.46355 | 33.9963 | 13.1631 | 25.9396 | 0.65504 | 2.0831 | 0.66436 | 0.66436 | 0.66436 | 313.5537 | 0.55145 | 0 | 0 | 2.0831 | 0.69933 | 0.66436 | 0 | 0 | 0.83236 | 6.0061 | 0.83236 | 0 | 0.83236 | 21.1061 | 91.6923 | 0 | 15.4656 | 15.4656 | 1.8425 | 15.4656 | 0 | 0.7308 | 1.6665 | 0 | 8.0893
2025-12-14 13:00 | 0.34699 | 29.4341 | 28.4656 | 34.9402 | 0.44718 | 1.4221 | 0.7914 | 0.7914 | 0.7914 | 179.6956 | 0 | 0 | 0 | 1.4221 | 0.83305 | 0.7914 | 0 | 0 | 0.59912 | 6.0061 | 0.58906 | 0 | 0.58906 | 21.633 | 93.9812 | 0 | 18.4229 | 18.4229 | 2.1948 | 18.4229 | 0 | 0.87054 | 1.1377 | 0 | 7.4283
2025-12-14 14:00 | 0.32889 | 22.0938 | 41.431 | 46.8131 | 0.53353 | 1.6967 | 0.67001 | 0.67001 | 0.67001 | 253.2372 | 0.55299 | 0 | 0 | 1.6967 | 0.70527 | 0.67001 | 0 | 0 | 0.43845 | 6.0061 | 0.43845 | 0 | 0.43845 | 22.0251 | 95.6849 | 0 | 15.597 | 15.597 | 1.8582 | 15.597 | 0 | 0.73701 | 1.3574 | 0 | 7.7029
2025-12-14 15:00 | 0.18065 | 12.7738 | 52.0816 | 59.843 | 0.3331 | 1.0593 | 0.8058 | 0.8058 | 0.8058 | 131.4637 | 0 | 0 | 0 | 1.0593 | 0.84821 | 0.8058 | 0 | 0 | 0.31119 | 6.0061 | 0.21112 | 0 | 0.21112 | 22.214 | 96.5053 | 0 | 18.758 | 18.758 | 2.2348 | 18.758 | 0 | 0.88638 | 0.84746 | 0 | 7.0655
2025-12-14 16:00 | 0.034685 | 2.116 | 60.8989 | 73.3737 | 0.11031 | 0.35082 | 0.74576 | 0.74576 | 0.74576 | 47.0421 | 0 | 0 | 0 | 0.35082 | 0.78501 | 0.74576 | 0 | 0 | 0.29579 | 6.0061 | 0 | 0.43419 | -0.43419 | 21.7285 | 94.3964 | 0 | 17.3603 | 17.3603 | 2.0682 | 17.3603 | 0 | 0.82033 | 0.28066 | 0 | 6.357
2025-12-14 17:00 | 0 | 0 | 68.4408 | 90 | 0 | 0 | 0.74969 | 0.74969 | 0.74969 | 0 | 0 | 1.1102e-16 | 0 | 0 | 0.78914 | 0.74969 | 0 | 0 | 0.77085 | 6.0061 | 0 | 0.78914 | -0.78914 | 20.8462 | 90.5634 | 0 | 17.4518 | 17.4518 | 2.0791 | 17.4518 | 0 | 0.82466 | 0 | 0 | 6.0061
2025-12-14 18:00 | 0 | 0 | 75.225 | 90 | 0 | 0 | 0.79959 | 0.79959 | 0.79959 | 0 | 0 | 1.1102e-16 | 0 | 0 | 0.84167 | 0.79959 | 0 | 0 | 1.4491 | 6.0061 | 0 | 0.84167 | -0.84167 | 19.9052 | 86.4753 | 0 | 18.6134 | 18.6134 | 2.2175 | 18.6134 | 0 | 0.87954 | 0 | 0 | 6.0061
2025-12-14 19:00 | 0 | 0 | 81.7683 | 90 | 0 | 0 | 0.62374 | 0.62374 | 0.62374 | 0 | 0 | 0 | 0 | 0 | 0.65656 | 0.62374 | 0 | 0 | 2.0693 | 6.0061 | 0 | 0.65656 | -0.65656 | 19.1712 | 83.2863 | 0 | 14.5198 | 14.5198 | 1.7298 | 14.5198 | 0 | 0.68611 | 0 | 0 | 6.0061
2025-12-14 20:00 | 0 | 0 | 88.7586 | 90 | 0 | 0 | 0.78171 | 0.78171 | 0.78171 | 0 | 0 | 1.1102e-16 | 0 | 0 | 0.82286 | 0.78171 | 0 | 0 | 2.4693 | 6.0061 | 0 | 0.82286 | -0.82286 | 18.2512 | 79.2896 | 0 | 18.1974 | 18.1974 | 2.168 | 18.1974 | 0 | 0.85989 | 0 | 0 | 6.0061
2025-12-14 21:00 | 0 | 0 | 97.6007 | 90 | 0 | 0 | 0.63622 | 0.63622 | 0.63622 | 0 | 0 | 1.1102e-16 | 0 | 0 | 0.6697 | 0.63622 | 0 | 0 | 3.0234 | 6.0061 | 0 | 0.6697 | -0.6697 | 17.5024 | 76.0367 | 0 | 14.8104 | 14.8104 | 1.7645 | 14.8104 | 0 | 0.69984 | 0 | 0 | 6.0061
2025-12-14 22:00 | 0 | 0 | 112.9963 | 90 | 0 | 0 | 0.75351 | 0.75351 | 0.75351 | 0 | 0 | 0 | 0 | 0 | 0.79317 | 0.75351 | 0 | 0 | 3.4166 | 6.0061 | 0 | 0.79317 | -0.79317 | 16.6156 | 72.1842 | 0 | 17.5408 | 17.5408 | 2.0897 | 17.5408 | 0 | 0.82886 | 0 | 0 | 6.0061
2025-12-14 23:00 | 0 | 0 | 160.7979 | 90 | 0 | 0 | 0.83385 | 0.83385 | 0.83385 | 0 | 0 | 1.1102e-16 | 0 | 0 | 0.87774 | 0.83385 | 0 | 0 | 3.9338 | 6.0061 | 0 | 0.87774 | -0.87774 | 15.6343 | 67.9209 | 0 | 19.4112 | 19.4112 | 2.3126 | 19.4112 | 0 | 0.91724 | 0 | 0 | 6.0061
2025-12-15 | 0 | 0 | -125.7122 | 90 | 0 | 0 | 0.44494 | 0.44494 | 0.44494 | 0 | 0 | 5.5511e-17 | 0 | 0 | 0.46836 | 0.44494 | 0 | 0 | 4.5138 | 5.7484 | 0 | 0.46836 | -0.46836 | 15.1107 | 65.646 | 0 | 10.357 | 10.357 | 1.2339 | 10.357 | 0 | 0.48943 | 0 | 0 | 5.7484
2025-12-15 01:00 | 0 | 0 | -102.6804 | 90 | 0 | 0 | 0.30061 | 0.30061 | 0.30061 | 0 | 0 | 0 | 0 | 0 | 0.31643 | 0.30061 | 0 | 0 | 4.7077 | 5.2801 | 0 | 0.31643 | -0.31643 | 14.7569 | 64.1091 | 0 | 6.9974 | 6.9974 | 0.83364 | 6.9974 | 0 | 0.33067 | 0 | 0 | 5.2801
2025-12-15 02:00 | 0 | 0 | -92.0885 | 90 | 0 | 0 | 0.30123 | 0.30123 | 0.30123 | 0 | 0 | 5.5511e-17 | 0 | 0 | 0.31708 | 0.30123 | 0 | 0 | 4.8202 | 4.9637 | 0 | 0.31708 | -0.31708 | 14.4024 | 62.569 | 0 | 7.0117 | 7.0117 | 0.83535 | 7.0117 | 0 | 0.33135 | 0 | 0 | 4.9637
2025-12-15 03:00 | 0 | 0 | -84.5803 | 90 | 0 | 0 | 0.25203 | 0.25203 | 0.25203 | 0 | 0 | 0 | 0 | 0 | 0.2653 | 0.25203 | 0 | 0 | 4.9809 | 4.6466 | 0 | 0.2653 | -0.2653 | 14.1058 | 61.2804 | 0 | 5.8666 | 5.8666 | 0.69893 | 5.8666 | 0 | 0.27724 | 0 | 0 | 4.6466
2025-12-15 04:00 | 0 | 0 | -77.9608 | 90 | 0 | 0 | 0.29328 | 0.29328 | 0.29328 | 0 | 0 | 0 | 0 | 0 | 0.30872 | 0.29328 | 0 | 0 | 5.1158 | 4.3813 | 0 | 0.30872 | -0.30872 | 13.7606 | 59.7809 | 0 | 6.8268 | 6.8268 | 0.81332 | 6.8268 | 0 | 0.32261 | 0 | 0 | 4.3813
2025-12-15 05:00 | 0 | 0 | -71.3521 | 90 | 0 | 0 | 0.31938 | 0.31938 | 0.31938 | 0 | 0 | 0 | 0 | 0 | 0.33619 | 0.31938 | 0 | 0 | 5.143 | 4.0726 | 0 | 0.33619 | -0.33619 | 13.3847 | 58.148 | 0 | 7.4343 | 7.4343 | 0.8857 | 7.4343 | 0 | 0.35132 | 0 | 0 | 4.0726
2025-12-15 06:00 | 0.00447 | 0 | -64.1981 | 90 | 0 | 0 | 0.20993 | 0.20993 | 0.20993 | 0 | 0 | 2.7756e-17 | 0 | 0 | 0.22098 | 0.20993 | 0 | 0 | 5.143 | 3.7364 | 0 | 0.22098 | -0.22098 | 13.1377 | 57.0747 | 0 | 4.8866 | 4.8866 | 0.58217 | 4.8866 | 0 | 0.23092 | 0 | 0 | 3.7364
2025-12-15 07:00 | 0.09608 | 8.33 | -55.9941 | 65.5834 | 0.16218 | 0.51575 | 0.2946 | 0.2946 | 0.2946 | 175.0684 | 0 | 0 | 0 | 0.51575 | 0.3101 | 0.2946 | 0 | 0 | 5.143 | 3.5154 | 0.20565 | 0 | 0.20565 | 13.3216 | 57.8738 | 0 | 6.8575 | 6.8575 | 0.81698 | 6.8575 | 0 | 0.32406 | 0.4126 | 0 | 4.0311
2025-12-15 08:00 | 0.29225 | 18.2819 | -46.1975 | 52.2964 | 0.52534 | 1.6707 | 0.2808 | 0.2808 | 0.2808 | 594.9648 | 0 | 0 | 0 | 1.6707 | 0.29558 | 0.2808 | 0 | 0 | 5.143 | 3.6799 | 1.3751 | 0 | 1.3751 | 14.5515 | 63.217 | 0 | 6.5363 | 6.5363 | 0.77872 | 6.5363 | 0 | 0.30888 | 1.3365 | 0 | 5.3506
2025-12-15 09:00 | 0.40228 | 26.5523 | -34.2671 | 39.8158 | 0.63284 | 2.0126 | 0.28864 | 0.28864 | 0.28864 | 697.256 | 0 | 0 | 0 | 2.0126 | 0.30383 | 0.28864 | 0 | 0 | 4.4179 | 4.78 | 1.7087 | 0 | 1.7087 | 16.0799 | 69.8566 | 0 | 6.7187 | 6.7187 | 0.80045 | 6.7187 | 0 | 0.3175 | 1.61 | 0 | 6.7925
2025-12-15 10:00 | 0.59364 | 32.395 | -19.9215 | 29.2739 | 0.95253 | 3.0292 | 0.33385 | 0.33385 | 0.33385 | 907.3549 | 0 | 0 | 0 | 3.0292 | 0.35142 | 0.33385 | 0 | 0 | 3.3587 | 6.0061 | 2.6778 | 0 | 2.6778 | 18.4749 | 80.2616 | 0 | 7.7711 | 7.7711 | 0.92582 | 7.7711 | 0 | 0.36723 | 2.4234 | 0 | 9.0353
2025-12-15 11:00 | 0.63884 | 35.0198 | -3.6503 | 23.5037 | 1.0071 | 3.2028 | 0.29854 | 0.29854 | 0.29854 | 1072.802 | 1.1672 | 0 | 0 | 3.2028 | 0.31425 | 0.29854 | 0 | 0 | 1.7212 | 6.0061 | 1.7212 | 0 | 1.7212 | 20.0145 | 86.9499 | 0 | 6.9492 | 6.9492 | 0.82791 | 6.9492 | 0 | 0.3284 | 2.5622 | 0 | 9.2089
2025-12-15 12:00 | 0.53571 | 33.9687 | 13.0296 | 25.9361 | 0.8211 | 2.6112 | 0.49134 | 0.49134 | 0.49134 | 531.4462 | 1.1529 | 0 | 0 | 2.6112 | 0.5172 | 0.49134 | 0 | 0 | 0.94112 | 6.0061 | 0.94112 | 0 | 0.94112 | 20.8562 | 90.6068 | 0 | 11.4379 | 11.4379 | 1.3627 | 11.4379 | 0 | 0.54048 | 2.089 | 0 | 8.6174
2025-12-15 13:00 | 0.51396 | 29.4342 | 28.3346 | 34.8905 | 0.8378 | 2.6643 | 0.47704 | 0.47704 | 0.47704 | 558.5142 | 1.4848 | 0 | 0 | 2.6643 | 0.50215 | 0.47704 | 0 | 0 | 0.6774 | 6.0061 | 0.6774 | 0 | 0.6774 | 21.4621 | 93.239 | 0 | 11.105 | 11.105 | 1.323 | 11.105 | 0 | 0.52474 | 2.1315 | 0 | 8.6705
2025-12-15 14:00 | 0.38602 | 22.1169 | 41.3104 | 46.7398 | 0.67968 | 2.1615 | 0.5777 | 0.5777 | 0.5777 | 374.1559 | 1.0658 | 0 | 0 | 2.1615 | 0.60811 | 0.5777 | 0 | 0 | 0.48758 | 6.0061 | 0.48758 | 0 | 0.48758 | 21.8982 | 95.1335 | 0 | 13.4482 | 13.4482 | 1.6022 | 13.4482 | 0 | 0.63547 | 1.7292 | 0 | 8.1677
2025-12-15 15:00 | 0.24402 | 12.8144 | 51.9723 | 59.7564 | 0.53929 | 1.715 | 0.66915 | 0.66915 | 0.66915 | 256.3021 | 0.65973 | 0 | 0 | 1.715 | 0.70437 | 0.66915 | 0 | 0 | 0.35095 | 6.0061 | 0.35095 | 0 | 0.35095 | 22.2121 | 96.4972 | 0 | 15.577 | 15.577 | 1.8558 | 15.577 | 0 | 0.73606 | 1.372 | 0 | 7.7212
2025-12-15 16:00 | 0.055694 | 2.1694 | 60.7981 | 73.2786 | 0.26844 | 0.8537 | 0.60508 | 0.60508 | 0.60508 | 141.088 | 0 | 0 | 0 | 0.8537 | 0.63693 | 0.60508 | 0 | 0 | 0.2526 | 6.0061 | 0.21677 | 0 | 0.21677 | 22.406 | 97.3395 | 0 | 14.0856 | 14.0856 | 1.6781 | 14.0856 | 0 | 0.66559 | 0.68296 | 0 | 6.8598
2025-12-15 17:00 | 0 | 0 | 68.3443 | 90 | 0 | 0 | 0.7601 | 0.7601 | 0.7601 | 0 | 0 | 1.1102e-16 | 0 | 0 | 0.8001 | 0.7601 | 0 | 0 | 0.20753 | 6.0061 | 0 | 0.8001 | -0.8001 | 21.5115 | 93.4533 | 0 | 17.6942 | 17.6942 | 2.108 | 17.6942 | 0 | 0.83611 | 0 | 0 | 6.0061
2025-12-15 18:00 | 0 | 0 | 75.1277 | 90 | 0 | 0 | 0.49439 | 0.49439 | 0.49439 | 0 | 0 | 5.5511e-17 | 0 | 0 | 0.52041 | 0.49439 | 0 | 0 | 1.0003 | 6.0061 | 0 | 0.52041 | -0.52041 | 20.9296 | 90.9256 | 0 | 11.5088 | 11.5088 | 1.3711 | 11.5088 | 0 | 0.54383 | 0 | 0 | 6.0061
2025-12-15 19:00 | 0 | 0 | 81.6635 | 90 | 0 | 0 | 0.70737 | 0.70737 | 0.70737 | 0 | 0 | 1.1102e-16 | 0 | 0 | 0.7446 | 0.70737 | 0 | 0 | 1.3764 | 6.0061 | 0 | 0.7446 | -0.7446 | 20.0971 | 87.309 | 0 | 16.4668 | 16.4668 | 1.9618 | 16.4668 | 0 | 0.77811 | 0 | 0 | 6.0061
2025-12-15 20:00 | 0 | 0 | 88.6345 | 90 | 0 | 0 | 0.76573 | 0.76573 | 0.76573 | 0 | 0 | 1.1102e-16 | 0 | 0 | 0.80603 | 0.76573 | 0 | 0 | 1.9243 | 6.0061 | 0 | 0.80603 | -0.80603 | 19.196 | 83.394 | 0 | 17.8254 | 17.8254 | 2.1236 | 17.8254 | 0 | 0.8423 | 0 | 0 | 6.0061
2025-12-15 21:00 | 0 | 0 | 97.4302 | 90 | 0 | 0 | 0.69577 | 0.69577 | 0.69577 | 0 | 0 | 1.1102e-16 | 0 | 0 | 0.73239 | 0.69577 | 0 | 0 | 2.4798 | 6.0061 | 0 | 0.73239 | -0.73239 | 18.3771 | 79.8367 | 0 | 16.1968 | 16.1968 | 1.9296 | 16.1968 | 0 | 0.76535 | 0 | 0 | 6.0061
2025-12-15 22:00 | 0 | 0 | 112.6875 | 90 | 0 | 0 | 0.49331 | 0.49331 | 0.49331 | 0 | 0 | 1.1102e-16 | 0 | 0 | 0.51927 | 0.49331 | 0 | 0 | 2.9391 | 6.0061 | 0 | 0.51927 | -0.51927 | 17.7966 | 77.3145 | 0 | 11.4836 | 11.4836 | 1.3681 | 11.4836 | 0 | 0.54264 | 0 | 0 | 6.0061
2025-12-15 23:00 | 0 | 0 | 160.0599 | 90 | 0 | 0 | 0.89057 | 0.89057 | 0.89057 | 0 | 0 | 1.1102e-16 | 0 | 0 | 0.93745 | 0.89057 | 0 | 0 | 3.2053 | 6.0061 | 0 | 0.93745 | -0.93745 | 16.7485 | 72.7612 | 0 | 20.7315 | 20.7315 | 2.4699 | 20.7315 | 0 | 0.97963 | 0 | 0 | 6.0061
2025-12-16 | 0 | 0 | -125.8667 | 90 | 0 | 0 | 0.40856 | 0.40856 | 0.40856 | 0 | 0 | 5.5511e-17 | 0 | 0 | 0.43006 | 0.40856 | 0 | 0 | 3.8787 | 6.0061 | 0 | 0.43006 | -0.43006 | 16.2676 | 70.6723 | 0 | 9.5102 | 9.5102 | 1.133 | 9.5102 | 0 | 0.44942 | 0 | 0 | 6.0061
2025-12-16 01:00 | 0 | 0 | -102.6916 | 90 | 0 | 0 | 0.33636 | 0.33636 | 0.33636 | 0 | 0 | 5.5511e-17 | 0 | 0 | 0.35406 | 0.33636 | 0 | 0 | 4.0465 | 6.0061 | 0 | 0.35406 | -0.35406 | 15.8718 | 68.9526 | 0 | 7.8295 | 7.8295 | 0.93278 | 7.8295 | 0 | 0.36999 | 0 | 0 | 6.0061
2025-12-16 02:00 | 0 | 0 | -92.0862 | 90 | 0 | 0 | 0.31354 | 0.31354 | 0.31354 | 0 | 0 | 0 | 0 | 0 | 0.33004 | 0.31354 | 0 | 0 | 4.2023 | 5.9608 | 0 | 0.33004 | -0.33004 | 15.5028 | 67.3496 | 0 | 7.2983 | 7.2983 | 0.86949 | 7.2983 | 0 | 0.34489 | 0 | 0 | 5.9608
2025-12-16 03:00 | 0 | 0 | -84.5799 | 90 | 0 | 0 | 0.39531 | 0.39531 | 0.39531 | 0 | 0 | 5.5511e-17 | 0 | 0 | 0.41611 | 0.39531 | 0 | 0 | 4.373 | 5.6308 | 0 | 0.41611 | -0.41611 | 15.0376 | 65.3285 | 0 | 9.2017 | 9.2017 | 1.0963 | 9.2017 | 0 | 0.43484 | 0 | 0 | 5.6308
2025-12-16 04:00 | 0 | 0 | -77.9655 | 90 | 0 | 0 | 0.37946 | 0.37946 | 0.37946 | 0 | 0 | 5.5511e-17 | 0 | 0 | 0.39943 | 0.37946 | 0 | 0 | 4.6404 | 5.2147 | 0 | 0.39943 | -0.39943 | 14.591 | 63.3884 | 0 | 8.8328 | 8.8328 | 1.0523 | 8.8328 | 0 | 0.41741 | 0 | 0 | 5.2147
2025-12-16 05:00 | 0 | 0 | -71.3637 | 90 | 0 | 0 | 0.32638 | 0.32638 | 0.32638 | 0 | 0 | 5.5511e-17 | 0 | 0 | 0.34356 | 0.32638 | 0 | 0 | 4.8882 | 4.8153 | 0 | 0.34356 | -0.34356 | 14.2069 | 61.7197 | 0 | 7.5972 | 7.5972 | 0.9051 | 7.5972 | 0 | 0.35902 | 0 | 0 | 4.8153
2025-12-16 06:00 | 0.0071758 | 0 | -64.2188 | 90 | 0 | 0 | 0.37046 | 0.37046 | 0.37046 | 0 | 0 | 5.5511e-17 | 0 | 0 | 0.38995 | 0.37046 | 0 | 0 | 5.0863 | 4.4717 | 0 | 0.38995 | -0.38995 | 13.7709 | 59.8256 | 0 | 8.6232 | 8.6232 | 1.0273 | 8.6232 | 0 | 0.4075 | 0 | 0 | 4.4717
2025-12-16 07:00 | 0.1553 | 8.2229 | -56.0271 | 65.6931 | 0.43139 | 1.3719 | 0.30506 | 0.30506 | 0.30506 | 449.7091 | 0 | 0 | 0 | 1.3719 | 0.32112 | 0.30506 | 0 | 0 | 5.143 | 4.0818 | 1.0508 | 0 | 1.0508 | 14.7107 | 63.9086 | 0 | 7.1011 | 7.1011 | 0.84599 | 7.1011 | 0 | 0.33557 | 1.0975 | 0 | 5.4537
2025-12-16 08:00 | 0.3466 | 18.1806 | -46.2477 | 52.4083 | 0.66324 | 2.1092 | 0.30466 | 0.30466 | 0.30466 | 692.3103 | 0 | 0 | 0 | 2.1092 | 0.3207 | 0.30466 | 0 | 0 | 4.4765 | 4.9224 | 1.7885 | 0 | 1.7885 | 16.3104 | 70.8583 | 0 | 7.0917 | 7.0917 | 0.84488 | 7.0917 | 0 | 0.33513 | 1.6874 | 0 | 7.0316
2025-12-16 09:00 | 0.50095 | 26.4613 | -34.3402 | 39.9267 | 0.84826 | 2.6976 | 0.31792 | 0.31792 | 0.31792 | 848.5114 | 0 | 0 | 0 | 2.6976 | 0.33466 | 0.31792 | 0 | 0 | 3.2772 | 6.0061 | 2.363 | 0 | 2.363 | 18.4239 | 80.04 | 0 | 7.4004 | 7.4004 | 0.88166 | 7.4004 | 0 | 0.34972 | 2.1581 | 0 | 8.7038
2025-12-16 10:00 | 0.60362 | 32.3211 | -20.0212 | 29.3734 | 0.97029 | 3.0857 | 0.28398 | 0.28398 | 0.28398 | 1086.595 | 0.9475 | 0 | 0 | 3.0857 | 0.29892 | 0.28398 | 0 | 0 | 1.8393 | 6.0061 | 1.8393 | 0 | 1.8393 | 20.069 | 87.1869 | 0 | 6.6103 | 6.6103 | 0.78752 | 6.6103 | 0 | 0.31238 | 2.4686 | 0 | 9.0918
2025-12-16 11:00 | 0.64078 | 34.9704 | -3.773 | 23.5616 | 1.0111 | 3.2154 | 0.25467 | 0.25467 | 0.25467 | 1262.591 | 2.0233 | 0 | 0 | 3.2154 | 0.26807 | 0.25467 | 0 | 0 | 0.92403 | 6.0061 | 0.92403 | 0 | 0.92403 | 20.8955 | 90.7774 | 0 | 5.9279 | 5.9279 | 0.70623 | 5.9279 | 0 | 0.28013 | 2.5723 | 0 | 9.2215
2025-12-16 12:00 | 0.52329 | 33.9478 | 12.897 | 25.9267 | 0.79437 | 2.5262 | 0.83424 | 0.83424 | 0.83424 | 302.8192 | 0.983 | 0 | 0 | 2.5262 | 0.87815 | 0.83424 | 0 | 0 | 0.66509 | 6.0061 | 0.66509 | 0 | 0.66509 | 21.4904 | 93.3618 | 0 | 19.4202 | 19.4202 | 2.3136 | 19.4202 | 0 | 0.91767 | 2.021 | 0 | 8.5324
2025-12-16 13:00 | 0.42335 | 29.4406 | 28.2062 | 34.8362 | 0.63227 | 2.0107 | 0.4293 | 0.4293 | 0.4293 | 468.378 | 1.0801 | 0 | 0 | 2.0107 | 0.45189 | 0.4293 | 0 | 0 | 0.47872 | 6.0061 | 0.47872 | 0 | 0.47872 | 21.9186 | 95.2219 | 0 | 9.9935 | 9.9935 | 1.1906 | 9.9935 | 0 | 0.47223 | 1.6086 | 0 | 8.0169
2025-12-16 14:00 | 0.37748 | 22.1457 | 41.1936 | 46.663 | 0.65955 | 2.0975 | 0.58156 | 0.58156 | 0.58156 | 360.6658 | 1.1407 | 0 | 0 | 2.0975 | 0.61216 | 0.58156 | 0 | 0 | 0.34457 | 6.0061 | 0.34457 | 0 | 0.34457 | 22.2268 | 96.5609 | 0 | 13.5379 | 13.5379 | 1.6129 | 13.5379 | 0 | 0.63971 | 1.678 | 0 | 8.1036
2025-12-16 15:00 | 0.2289 | 12.8602 | 51.8674 | 59.6673 | 0.49778 | 1.583 | 0.41662 | 0.41662 | 0.41662 | 379.9646 | 0.89645 | 0 | 0 | 1.583 | 0.43855 | 0.41662 | 0 | 0 | 0.24802 | 6.0061 | 0.24802 | 0 | 0.24802 | 22.4486 | 97.5246 | 0 | 9.6985 | 9.6985 | 1.1554 | 9.6985 | 0 | 0.45828 | 1.2664 | 0 | 7.5892
2025-12-16 16:00 | 0.03424 | 2.2276 | 60.7022 | 73.1818 | 0.10092 | 0.32094 | 0.61538 | 0.61538 | 0.61538 | 52.1531 | 0 | 0 | 0 | 0.32094 | 0.64776 | 0.61538 | 0 | 0 | 0.17852 | 6.0061 | 0 | 0.32683 | -0.32683 | 22.0832 | 95.9371 | 0 | 14.3252 | 14.3252 | 1.7067 | 14.3252 | 0 | 0.67691 | 0.25675 | 0 | 6.3271
2025-12-16 17:00 | 0 | 0 | 68.2533 | 90 | 0 | 0 | 0.57861 | 0.57861 | 0.57861 | 0 | 0 | 1.1102e-16 | 0 | 0 | 0.60906 | 0.57861 | 0 | 0 | 0.54975 | 6.0061 | 0 | 0.60906 | -0.60906 | 21.4022 | 92.9788 | 0 | 13.4694 | 13.4694 | 1.6047 | 13.4694 | 0 | 0.63647 | 0 | 0 | 6.0061
2025-12-16 18:00 | 0 | 0 | 75.0367 | 90 | 0 | 0 | 0.69761 | 0.69761 | 0.69761 | 0 | 0 | 0 | 0 | 0 | 0.73432 | 0.69761 | 0 | 0 | 1.0798 | 6.0061 | 0 | 0.73432 | -0.73432 | 20.5812 | 89.4121 | 0 | 16.2395 | 16.2395 | 1.9347 | 16.2395 | 0 | 0.76737 | 0 | 0 | 6.0061
2025-12-16 19:00 | 0 | 0 | 81.566 | 90 | 0 | 0 | 0.62427 | 0.62427 | 0.62427 | 0 | 0 | 1.1102e-16 | 0 | 0 | 0.65713 | 0.62427 | 0 | 0 | 1.6372 | 6.0061 | 0 | 0.65713 | -0.65713 | 19.8466 | 86.2204 | 0 | 14.5323 | 14.5323 | 1.7313 | 14.5323 | 0 | 0.6867 | 0 | 0 | 6.0061
2025-12-16 20:00 | 0 | 0 | 88.5195 | 90 | 0 | 0 | 0.50007 | 0.50007 | 0.50007 | 0 | 0 | 1.1102e-16 | 0 | 0 | 0.52639 | 0.50007 | 0 | 0 | 2.069 | 6.0061 | 0 | 0.52639 | -0.52639 | 19.258 | 83.6636 | 0 | 11.641 | 11.641 | 1.3869 | 11.641 | 0 | 0.55007 | 0 | 0 | 6.0061
2025-12-16 21:00 | 0 | 0 | 97.2721 | 90 | 0 | 0 | 0.56888 | 0.56888 | 0.56888 | 0 | 0 | 1.1102e-16 | 0 | 0 | 0.59883 | 0.56888 | 0 | 0 | 2.3708 | 6.0061 | 0 | 0.59883 | -0.59883 | 18.5885 | 80.7551 | 0 | 13.243 | 13.243 | 1.5777 | 13.243 | 0 | 0.62577 | 0 | 0 | 6.0061
2025-12-16 22:00 | 0 | 0 | 112.3981 | 90 | 0 | 0 | 0.74194 | 0.74194 | 0.74194 | 0 | 0 | 1.1102e-16 | 0 | 0 | 0.78099 | 0.74194 | 0 | 0 | 2.7521 | 6.0061 | 0 | 0.78099 | -0.78099 | 17.7154 | 76.9617 | 0 | 17.2714 | 17.2714 | 2.0577 | 17.2714 | 0 | 0.81613 | 0 | 0 | 6.0061
2025-12-16 23:00 | 0 | 0 | 159.3287 | 90 | 0 | 0 | 0.94928 | 0.94928 | 0.94928 | 0 | 0 | 1.1102e-16 | 0 | 0 | 0.99924 | 0.94928 | 0 | 0 | 3.2921 | 6.0061 | 0 | 0.99924 | -0.99924 | 16.5982 | 72.1083 | 0 | 22.0981 | 22.0981 | 2.6327 | 22.0981 | 0 | 1.0442 | 0 | 0 | 6.0061
2025-12-17 | 0 | 0 | -126.0484 | 90 | 0 | 0 | 0.33602 | 0.33602 | 0.33602 | 0 | 0 | 0 | 0 | 0 | 0.35371 | 0.33602 | 0 | 0 | 3.9975 | 6.0061 | 0 | 0.35371 | -0.35371 | 16.2027 | 70.3903 | 0 | 7.8217 | 7.8217 | 0.93185 | 7.8217 | 0 | 0.36962 | 0 | 0 | 6.0061
2025-12-17 01:00 | 0 | 0 | -102.7185 | 90 | 0 | 0 | 0.37238 | 0.37238 | 0.37238 | 0 | 0 | 0 | 0 | 0 | 0.39198 | 0.37238 | 0 | 0 | 4.0771 | 6.0061 | 0 | 0.39198 | -0.39198 | 15.7645 | 68.4864 | 0 | 8.668 | 8.668 | 1.0327 | 8.668 | 0 | 0.40962 | 0 | 0 | 6.0061
2025-12-17 02:00 | 0 | 0 | -92.0948 | 90 | 0 | 0 | 0.39865 | 0.39865 | 0.39865 | 0 | 0 | 0 | 0 | 0 | 0.41963 | 0.39865 | 0 | 0 | 4.2701 | 5.8649 | 0 | 0.41963 | -0.41963 | 15.2953 | 66.4482 | 0 | 9.2795 | 9.2795 | 1.1055 | 9.2795 | 0 | 0.43851 | 0 | 0 | 5.8649
2025-12-17 03:00 | 0 | 0 | -84.588 | 90 | 0 | 0 | 0.30522 | 0.30522 | 0.30522 | 0 | 0 | 5.5511e-17 | 0 | 0 | 0.32128 | 0.30522 | 0 | 0 | 4.5166 | 5.4452 | 0 | 0.32128 | -0.32128 | 14.9361 | 64.8877 | 0 | 7.1047 | 7.1047 | 0.84643 | 7.1047 | 0 | 0.33574 | 0 | 0 | 5.4452
2025-12-17 04:00 | 0 | 0 | -77.9775 | 90 | 0 | 0 | 0.29263 | 0.29263 | 0.29263 | 0 | 0 | 5.5511e-17 | 0 | 0 | 0.30803 | 0.29263 | 0 | 0 | 4.6832 | 5.1239 | 0 | 0.30803 | -0.30803 | 14.5917 | 63.3915 | 0 | 6.8115 | 6.8115 | 0.8115 | 6.8115 | 0 | 0.32189 | 0 | 0 | 5.1239
2025-12-17 05:00 | 0 | 0 | -71.3819 | 90 | 0 | 0 | 0.45263 | 0.45263 | 0.45263 | 0 | 0 | 5.5511e-17 | 0 | 0 | 0.47646 | 0.45263 | 0 | 0 | 4.8567 | 4.8159 | 0 | 0.47646 | -0.47646 | 14.059 | 61.0773 | 0 | 10.5361 | 10.5361 | 1.2552 | 10.5361 | 0 | 0.4979 | 0 | 0 | 4.8159
2025-12-17 06:00 | 0.0056435 | 0 | -64.2455 | 90 | 0 | 0 | 0.38151 | 0.38151 | 0.38151 | 0 | 0 | 0 | 0 | 0 | 0.40159 | 0.38151 | 0 | 0 | 5.143 | 4.3395 | 0 | 0.40159 | -0.40159 | 13.61 | 59.1268 | 0 | 8.8805 | 8.8805 | 1.058 | 8.8805 | 0 | 0.41966 | 0 | 0 | 4.3395
2025-12-17 07:00 | 0.1575 | 8.1195 | -56.0659 | 65.8023 | 0.4424 | 1.4069 | 0.32624 | 0.32624 | 0.32624 | 431.2485 | 0 | 0 | 0 | 1.4069 | 0.34341 | 0.32624 | 0 | 0 | 5.143 | 3.9379 | 1.0635 | 0 | 1.0635 | 14.5612 | 63.2592 | 0 | 7.5939 | 7.5939 | 0.90471 | 7.5939 | 0 | 0.35886 | 1.1255 | 0 | 5.3448
2025-12-17 08:00 | 0.3043 | 18.0838 | -46.3033 | 52.5185 | 0.56484 | 1.7963 | 0.30516 | 0.30516 | 0.30516 | 588.6423 | 0 | 0 | 0 | 1.7963 | 0.32122 | 0.30516 | 0 | 0 | 4.5627 | 4.7887 | 1.4751 | 0 | 1.4751 | 15.8806 | 68.9908 | 0 | 7.1032 | 7.1032 | 0.84625 | 7.1032 | 0 | 0.33567 | 1.437 | 0 | 6.5849
2025-12-17 09:00 | 0.2637 | 26.3758 | -34.4179 | 40.0347 | 0.30476 | 0.96918 | 0.3577 | 0.3577 | 0.3577 | 270.9476 | 0 | 0 | 0 | 0.96918 | 0.37653 | 0.3577 | 0 | 0 | 3.5867 | 5.9687 | 0.59265 | 0 | 0.59265 | 16.4107 | 71.2937 | 0 | 8.3263 | 8.3263 | 0.99197 | 8.3263 | 0 | 0.39347 | 0.77535 | 0 | 6.9379
2025-12-17 10:00 | 0.51421 | 32.2534 | -20.1242 | 29.4682 | 0.79944 | 2.5423 | 0.29732 | 0.29732 | 0.29732 | 855.0793 | 0 | 0 | 0 | 2.5423 | 0.31297 | 0.29732 | 0 | 0 | 3.3796 | 6.0061 | 2.2294 | 0 | 2.2294 | 18.4047 | 79.9564 | 0 | 6.9209 | 6.9209 | 0.82453 | 6.9209 | 0 | 0.32706 | 2.0339 | 0 | 8.5485
2025-12-17 11:00 | 0.33606 | 34.9275 | -3.8969 | 23.6131 | 0.37513 | 1.193 | 0.30521 | 0.30521 | 0.30521 | 390.8715 | 0 | 0 | 0 | 1.193 | 0.32128 | 0.30521 | 0 | 0 | 1.9485 | 6.0061 | 0.87171 | 0 | 0.87171 | 19.1844 | 83.3436 | 0 | 7.1045 | 7.1045 | 0.8464 | 7.1045 | 0 | 0.33573 | 0.95439 | 0 | 7.1991
2025-12-17 12:00 | 0.51314 | 33.9336 | 12.7652 | 25.9113 | 0.772 | 2.4551 | 0.61932 | 0.61932 | 0.61932 | 396.4185 | 0.13103 | 0 | 0 | 2.4551 | 0.65192 | 0.61932 | 0 | 0 | 1.6722 | 6.0061 | 1.6722 | 0 | 1.6722 | 20.68 | 89.8411 | 0 | 14.4171 | 14.4171 | 1.7176 | 14.4171 | 0 | 0.68125 | 1.9641 | 0 | 8.4613
2025-12-17 13:00 | 0.34268 | 29.4534 | 28.0804 | 34.7772 | 0.43747 | 1.3912 | 0.50943 | 0.50943 | 0.50943 | 273.0986 | 0.12238 | 0 | 0 | 1.3912 | 0.53624 | 0.50943 | 0 | 0 | 0.73262 | 6.0061 | 0.73262 | 0 | 0.73262 | 21.3352 | 92.6878 | 0 | 11.8589 | 11.8589 | 1.4128 | 11.8589 | 0 | 0.56037 | 1.113 | 0 | 7.3974
2025-12-17 14:00 | 0.35512 | 22.1804 | 41.0805 | 46.5828 | 0.60311 | 1.918 | 0.57224 | 0.57224 | 0.57224 | 335.1743 | 0.78831 | 0 | 0 | 1.918 | 0.60235 | 0.57224 | 0 | 0 | 0.52732 | 6.0061 | 0.52732 | 0 | 0.52732 | 21.8069 | 94.7369 | 0 | 13.321 | 13.321 | 1.587 | 13.321 | 0 | 0.62946 | 1.5344 | 0 | 7.9241
2025-12-17 15:00 | 0.24276 | 12.9111 | 51.7671 | 59.5759 | 0.5346 | 1.7001 | 0.70434 | 0.70434 | 0.70434 | 241.3791 | 0.57916 | 0 | 0 | 1.7001 | 0.74141 | 0.70434 | 0 | 0 | 0.37956 | 6.0061 | 0.37956 | 0 | 0.37956 | 22.1464 | 96.2117 | 0 | 16.3962 | 16.3962 | 1.9534 | 16.3962 | 0 | 0.77477 | 1.3601 | 0 | 7.7063
2025-12-17 16:00 | 0.042394 | 2.2903 | 60.6115 | 73.0834 | 0.17241 | 0.54829 | 0.79045 | 0.79045 | 0.79045 | 69.3636 | 0 | 1.1102e-16 | 0 | 0.54829 | 0.83206 | 0.79045 | 0 | 0 | 0.2732 | 6.0061 | 0 | 0.28377 | -0.28377 | 21.8291 | 94.8334 | 0 | 18.4008 | 18.4008 | 2.1922 | 18.4008 | 0 | 0.8695 | 0.43863 | 0 | 6.5544
2025-12-17 17:00 | 0 | 0 | 68.168 | 90 | 0 | 0 | 0.7419 | 0.7419 | 0.7419 | 0 | 0 | 0 | 0 | 0 | 0.78094 | 0.7419 | 0 | 0 | 0.64722 | 6.0061 | 0 | 0.78094 | -0.78094 | 20.956 | 91.0402 | 0 | 17.2705 | 17.2705 | 2.0575 | 17.2705 | 0 | 0.81609 | 0 | 0 | 6.0061
2025-12-17 18:00 | 0 | 0 | 74.9521 | 90 | 0 | 0 | 0.58557 | 0.58557 | 0.58557 | 0 | 0 | 0 | 0 | 0 | 0.61639 | 0.58557 | 0 | 0 | 1.3561 | 6.0061 | 0 | 0.61639 | -0.61639 | 20.2669 | 88.0464 | 0 | 13.6314 | 13.6314 | 1.624 | 13.6314 | 0 | 0.64413 | 0 | 0 | 6.0061
2025-12-17 19:00 | 0 | 0 | 81.4759 | 90 | 0 | 0 | 0.7187 | 0.7187 | 0.7187 | 0 | 0 | 1.1102e-16 | 0 | 0 | 0.75652 | 0.7187 | 0 | 0 | 1.7922 | 6.0061 | 0 | 0.75652 | -0.75652 | 19.421 | 84.3718 | 0 | 16.7304 | 16.7304 | 1.9932 | 16.7304 | 0 | 0.79057 | 0 | 0 | 6.0061
2025-12-17 20:00 | 0 | 0 | 88.4137 | 90 | 0 | 0 | 0.72782 | 0.72782 | 0.72782 | 0 | 0 | 1.1102e-16 | 0 | 0 | 0.76613 | 0.72782 | 0 | 0 | 2.3244 | 6.0061 | 0 | 0.76613 | -0.76613 | 18.5645 | 80.6506 | 0 | 16.9428 | 16.9428 | 2.0185 | 16.9428 | 0 | 0.8006 | 0 | 0 | 6.0061
2025-12-17 21:00 | 0 | 0 | 97.1265 | 90 | 0 | 0 | 0.56661 | 0.56661 | 0.56661 | 0 | 0 | 1.1102e-16 | 0 | 0 | 0.59643 | 0.56661 | 0 | 0 | 2.8309 | 6.0061 | 0 | 0.59643 | -0.59643 | 17.8976 | 77.7537 | 0 | 13.1901 | 13.1901 | 1.5714 | 13.1901 | 0 | 0.62327 | 0 | 0 | 6.0061
2025-12-17 22:00 | 0 | 0 | 112.1281 | 90 | 0 | 0 | 0.7694 | 0.7694 | 0.7694 | 0 | 0 | 1.1102e-16 | 0 | 0 | 0.8099 | 0.7694 | 0 | 0 | 3.1685 | 6.0061 | 0 | 0.8099 | -0.8099 | 16.9922 | 73.8199 | 0 | 17.9108 | 17.9108 | 2.1338 | 17.9108 | 0 | 0.84634 | 0 | 0 | 6.0061
2025-12-17 23:00 | 0 | 0 | 158.6068 | 90 | 0 | 0 | 0.53602 | 0.53602 | 0.53602 | 0 | 0 | 0 | 0 | 0 | 0.56423 | 0.53602 | 0 | 0 | 3.7165 | 6.0061 | 0 | 0.56423 | -0.56423 | 16.3613 | 71.0794 | 0 | 12.4779 | 12.4779 | 1.4866 | 12.4779 | 0 | 0.58962 | 0 | 0 | 6.0061
2025-12-18 | 0 | 0 | -126.2577 | 90 | 0 | 0 | 0.3098 | 0.3098 | 0.3098 | 0 | 0 | 5.5511e-17 | 0 | 0 | 0.32611 | 0.3098 | 0 | 0 | 4.0196 | 6.0061 | 0 | 0.32611 | -0.32611 | 15.9967 | 69.4954 | 0 | 7.2113 | 7.2113 | 0.85913 | 7.2113 | 0 | 0.34078 | 0 | 0 | 6.0061
2025-12-18 01:00 | 0 | 0 | -102.761 | 90 | 0 | 0 | 0.22162 | 0.22162 | 0.22162 | 0 | 0 | 0 | 0 | 0 | 0.23328 | 0.22162 | 0 | 0 | 4.1361 | 6.0061 | 0 | 0.23328 | -0.23328 | 15.7359 | 68.3623 | 0 | 5.1586 | 5.1586 | 0.61458 | 5.1586 | 0 | 0.24378 | 0 | 0 | 6.0061
2025-12-18 02:00 | 0 | 0 | -92.1142 | 90 | 0 | 0 | 0.27995 | 0.27995 | 0.27995 | 0 | 0 | 0 | 0 | 0 | 0.29468 | 0.27995 | 0 | 0 | 4.2181 | 5.8393 | 0 | 0.29468 | -0.29468 | 15.4064 | 66.931 | 0 | 6.5164 | 6.5164 | 0.77634 | 6.5164 | 0 | 0.30794 | 0 | 0 | 5.8393
2025-12-18 03:00 | 0 | 0 | -84.6047 | 90 | 0 | 0 | 0.35596 | 0.35596 | 0.35596 | 0 | 0 | 5.5511e-17 | 0 | 0 | 0.37469 | 0.35596 | 0 | 0 | 4.3907 | 5.5446 | 0 | 0.37469 | -0.37469 | 14.9875 | 65.1111 | 0 | 8.2858 | 8.2858 | 0.98714 | 8.2858 | 0 | 0.39155 | 0 | 0 | 5.5446
2025-12-18 04:00 | 0 | 0 | -77.9968 | 90 | 0 | 0 | 0.23363 | 0.23363 | 0.23363 | 0 | 0 | 2.7756e-17 | 0 | 0 | 0.24593 | 0.23363 | 0 | 0 | 4.6412 | 5.1699 | 0 | 0.24593 | -0.24593 | 14.7126 | 63.9166 | 0 | 5.4383 | 5.4383 | 0.64789 | 5.4383 | 0 | 0.25699 | 0 | 0 | 5.1699
2025-12-18 05:00 | 0 | 0 | -71.4066 | 90 | 0 | 0 | 0.11253 | 0.11253 | 0.11253 | 0 | 0 | 0 | 0 | 0 | 0.11845 | 0.11253 | 0 | 0 | 4.7665 | 4.924 | 0 | 0.11845 | -0.11845 | 14.5801 | 63.3413 | 0 | 2.6194 | 2.6194 | 0.31206 | 2.6194 | 0 | 0.12378 | 0 | 0 | 4.924
2025-12-18 06:00 | 0.0050929 | 0 | -64.2784 | 90 | 0 | 0 | 0.32033 | 0.32033 | 0.32033 | 0 | 0 | 5.5511e-17 | 0 | 0 | 0.33719 | 0.32033 | 0 | 0 | 4.7931 | 4.8056 | 0 | 0.33719 | -0.33719 | 14.2032 | 61.7035 | 0 | 7.4565 | 7.4565 | 0.88834 | 7.4565 | 0 | 0.35237 | 0 | 0 | 4.8056
2025-12-18 07:00 | 0.14765 | 8.02 | -56.1105 | 65.9108 | 0.41429 | 1.3175 | 0.39152 | 0.39152 | 0.39152 | 336.5112 | 0 | 0 | 0 | 1.3175 | 0.41213 | 0.39152 | 0 | 0 | 5.0424 | 4.4684 | 0.90538 | 0 | 0.90538 | 15.013 | 65.2215 | 0 | 9.1135 | 9.1135 | 1.0858 | 9.1135 | 0 | 0.43067 | 1.054 | 0 | 5.7859
2025-12-18 08:00 | 0.30645 | 17.9916 | -46.3641 | 52.6272 | 0.57314 | 1.8227 | 0.18782 | 0.18782 | 0.18782 | 970.4221 | 0 | 0 | 0 | 1.8227 | 0.19771 | 0.18782 | 0 | 0 | 4.3175 | 5.1927 | 1.625 | 0 | 1.625 | 16.4664 | 71.5357 | 0 | 4.372 | 4.372 | 0.52087 | 4.372 | 0 | 0.20661 | 1.4581 | 0 | 7.0154
2025-12-18 09:00 | 0.36526 | 26.2957 | -34.5001 | 40.1397 | 0.5432 | 1.7275 | 0.36923 | 0.36923 | 0.36923 | 467.8591 | 0 | 0 | 0 | 1.7275 | 0.38866 | 0.36923 | 0 | 0 | 3.2303 | 6.0061 | 1.3388 | 0 | 1.3388 | 17.6638 | 76.7379 | 0 | 8.5947 | 8.5947 | 1.0239 | 8.5947 | 0 | 0.40615 | 1.382 | 0 | 7.7336
2025-12-18 10:00 | 0.51569 | 32.192 | -20.2304 | 29.5584 | 0.80379 | 2.5562 | 0.23864 | 0.23864 | 0.23864 | 1071.164 | 0 | 0 | 0 | 2.5562 | 0.2512 | 0.23864 | 0 | 0 | 2.5048 | 6.0061 | 2.305 | 0 | 2.305 | 19.7255 | 85.6945 | 0 | 5.5549 | 5.5549 | 0.66178 | 5.5549 | 0 | 0.2625 | 2.045 | 0 | 8.5624
2025-12-18 11:00 | 0.33893 | 34.8914 | -4.0221 | 23.6584 | 0.38037 | 1.2097 | 0.35444 | 0.35444 | 0.35444 | 341.2885 | 0 | 0 | 0 | 1.2097 | 0.37309 | 0.35444 | 0 | 0 | 1.1191 | 6.0061 | 0.83656 | 0 | 0.83656 | 20.4737 | 88.9451 | 0 | 8.2504 | 8.2504 | 0.98292 | 8.2504 | 0 | 0.38988 | 0.96772 | 0 | 7.2158
2025-12-18 12:00 | 0.30961 | 33.9261 | 12.6343 | 25.8899 | 0.3363 | 1.0695 | 0.629 | 0.629 | 0.629 | 170.0301 | 0 | 0 | 0 | 1.0695 | 0.66211 | 0.629 | 0 | 0 | 0.92078 | 6.0061 | 0.40739 | 0 | 0.40739 | 20.8381 | 90.5281 | 0 | 14.6425 | 14.6425 | 1.7444 | 14.6425 | 0 | 0.6919 | 0.8556 | 0 | 7.0756
2025-12-18 13:00 | 0.41982 | 29.4725 | 27.9574 | 34.7137 | 0.62326 | 1.9821 | 0.67342 | 0.67342 | 0.67342 | 294.3314 | 0.3656 | 0 | 0 | 1.9821 | 0.70886 | 0.67342 | 0 | 0 | 0.90761 | 6.0061 | 0.90761 | 0 | 0.90761 | 21.6499 | 94.0548 | 0 | 15.6764 | 15.6764 | 1.8676 | 15.6764 | 0 | 0.74076 | 1.5857 | 0 | 7.9882
2025-12-18 14:00 | 0.23925 | 22.2208 | 40.9714 | 46.4993 | 0.29647 | 0.94284 | 0.54135 | 0.54135 | 0.54135 | 174.1638 | 0 | 0 | 0 | 0.94284 | 0.56984 | 0.54135 | 0 | 0 | 0.42874 | 6.0061 | 0.373 | 0 | 0.373 | 21.9835 | 95.5041 | 0 | 12.6021 | 12.6021 | 1.5014 | 12.6021 | 0 | 0.59549 | 0.75427 | 0 | 6.949
2025-12-18 15:00 | 0.12082 | 12.9672 | 51.6714 | 59.482 | 0.14383 | 0.45741 | 0.62868 | 0.62868 | 0.62868 | 72.7576 | 0 | 1.1102e-16 | 0 | 0.45741 | 0.66177 | 0.62868 | 0 | 0 | 0.3486 | 6.0061 | 0 | 0.20436 | -0.20436 | 21.7551 | 94.5116 | 0 | 14.635 | 14.635 | 1.7436 | 14.635 | 0 | 0.69155 | 0.36593 | 0 | 6.4636
2025-12-18 16:00 | 0.027925 | 2.3576 | 60.5259 | 72.9834 | 0.052144 | 0.16583 | 0.63193 | 0.63193 | 0.63193 | 26.2413 | 0 | 1.1102e-16 | 0 | 0.16583 | 0.66519 | 0.63193 | 0 | 0 | 0.65999 | 6.0061 | 0 | 0.49937 | -0.49937 | 21.1967 | 92.0861 | 0 | 14.7107 | 14.7107 | 1.7526 | 14.7107 | 0 | 0.69513 | 0.13266 | 0 | 6.172
2025-12-18 17:00 | 0 | 0 | 68.0883 | 90 | 0 | 0 | 0.6251 | 0.6251 | 0.6251 | 0 | 0 | 1.1102e-16 | 0 | 0 | 0.658 | 0.6251 | 0 | 0 | 1.1324 | 6.0061 | 0 | 0.658 | -0.658 | 20.4611 | 88.8901 | 0 | 14.5517 | 14.5517 | 1.7336 | 14.5517 | 0 | 0.68761 | 0 | 0 | 6.0061
2025-12-18 18:00 | 0 | 0 | 74.8738 | 90 | 0 | 0 | 0.57623 | 0.57623 | 0.57623 | 0 | 0 | 1.1102e-16 | 0 | 0 | 0.60656 | 0.57623 | 0 | 0 | 1.6562 | 6.0061 | 0 | 0.60656 | -0.60656 | 19.7829 | 85.9439 | 0 | 13.414 | 13.414 | 1.5981 | 13.414 | 0 | 0.63385 | 0 | 0 | 6.0061
2025-12-18 19:00 | 0 | 0 | 81.3932 | 90 | 0 | 0 | 0.51827 | 0.51827 | 0.51827 | 0 | 0 | 1.1102e-16 | 0 | 0 | 0.54555 | 0.51827 | 0 | 0 | 2.0696 | 6.0061 | 0 | 0.54555 | -0.54555 | 19.173 | 83.2941 | 0 | 12.0648 | 12.0648 | 1.4374 | 12.0648 | 0 | 0.5701 | 0 | 0 | 6.0061
2025-12-18 20:00 | 0 | 0 | 88.317 | 90 | 0 | 0 | 0.91399 | 0.91399 | 0.91399 | 0 | 0 | 1.1102e-16 | 0 | 0 | 0.96209 | 0.91399 | 0 | 0 | 2.4082 | 6.0061 | 0 | 0.96209 | -0.96209 | 18.0973 | 78.6211 | 0 | 21.2766 | 21.2766 | 2.5348 | 21.2766 | 0 | 1.0054 | 0 | 0 | 6.0061
2025-12-18 21:00 | 0 | 0 | 96.9934 | 90 | 0 | 0 | 0.61474 | 0.61474 | 0.61474 | 0 | 0 | 1.1102e-16 | 0 | 0 | 0.64709 | 0.61474 | 0 | 0 | 3.121 | 6.0061 | 0 | 0.64709 | -0.64709 | 17.3739 | 75.4781 | 0 | 14.3103 | 14.3103 | 1.7049 | 14.3103 | 0 | 0.67621 | 0 | 0 | 6.0061
2025-12-18 22:00 | 0 | 0 | 111.8778 | 90 | 0 | 0 | 0.71115 | 0.71115 | 0.71115 | 0 | 0 | 1.1102e-16 | 0 | 0 | 0.74858 | 0.71115 | 0 | 0 | 3.4872 | 6.0061 | 0 | 0.74858 | -0.74858 | 16.5369 | 71.8422 | 0 | 16.5548 | 16.5548 | 1.9723 | 16.5548 | 0 | 0.78227 | 0 | 0 | 6.0061
2025-12-18 23:00 | 0 | 0 | 157.8967 | 90 | 0 | 0 | 0.4228 | 0.4228 | 0.4228 | 0 | 0 | 0 | 0 | 0 | 0.44505 | 0.4228 | 0 | 0 | 3.965 | 6.0061 | 0 | 0.44505 | -0.44505 | 16.0393 | 69.6805 | 0 | 9.8423 | 9.8423 | 1.1726 | 9.8423 | 0 | 0.46508 | 0 | 0 | 6.0061
2025-12-19 | 0 | 0 | -126.4947 | 90 | 0 | 0 | 0.26483 | 0.26483 | 0.26483 | 0 | 0 | 5.5511e-17 | 0 | 0 | 0.27877 | 0.26483 | 0 | 0 | 4.164 | 6.0061 | 0 | 0.27877 | -0.27877 | 15.7277 | 68.3265 | 0 | 6.1645 | 6.1645 | 0.73441 | 6.1645 | 0 | 0.29131 | 0 | 0 | 6.0061
2025-12-19 01:00 | 0 | 0 | -102.8193 | 90 | 0 | 0 | 0.38368 | 0.38368 | 0.38368 | 0 | 0 | 5.5511e-17 | 0 | 0 | 0.40388 | 0.38368 | 0 | 0 | 4.2577 | 5.8319 | 0 | 0.40388 | -0.40388 | 15.2761 | 66.3648 | 0 | 8.9311 | 8.9311 | 1.064 | 8.9311 | 0 | 0.42205 | 0 | 0 | 5.8319
2025-12-19 02:00 | 0 | 0 | -92.1447 | 90 | 0 | 0 | 0.43045 | 0.43045 | 0.43045 | 0 | 0 | 0 | 0 | 0 | 0.4531 | 0.43045 | 0 | 0 | 4.5086 | 5.4281 | 0 | 0.4531 | -0.4531 | 14.7695 | 64.164 | 0 | 10.0197 | 10.0197 | 1.1937 | 10.0197 | 0 | 0.47349 | 0 | 0 | 5.4281
2025-12-19 03:00 | 0 | 0 | -84.63 | 90 | 0 | 0 | 0.32439 | 0.32439 | 0.32439 | 0 | 0 | 5.5511e-17 | 0 | 0 | 0.34146 | 0.32439 | 0 | 0 | 4.8039 | 4.975 | 0 | 0.34146 | -0.34146 | 14.3878 | 62.5055 | 0 | 7.5508 | 7.5508 | 0.89958 | 7.5508 | 0 | 0.35683 | 0 | 0 | 4.975
2025-12-19 04:00 | 0 | 0 | -78.0235 | 90 | 0 | 0 | 0.46557 | 0.46557 | 0.46557 | 0 | 0 | 5.5511e-17 | 0 | 0 | 0.49007 | 0.46557 | 0 | 0 | 4.9917 | 4.6335 | 0 | 0.49007 | -0.49007 | 13.8399 | 60.1251 | 0 | 10.8372 | 10.8372 | 1.2911 | 10.8372 | 0 | 0.51213 | 0 | 0 | 4.6335
2025-12-19 05:00 | 0 | 0 | -71.4379 | 90 | 0 | 0 | 0.38145 | 0.38145 | 0.38145 | 0 | 0 | 5.5511e-17 | 0 | 0 | 0.40153 | 0.38145 | 0 | 0 | 5.143 | 4.1434 | 0 | 0.40153 | -0.40153 | 13.3909 | 58.1749 | 0 | 8.8792 | 8.8792 | 1.0578 | 8.8792 | 0 | 0.4196 | 0 | 0 | 4.1434
2025-12-19 06:00 | 0.0047327 | 0 | -64.3174 | 90 | 0 | 0 | 0.25223 | 0.25223 | 0.25223 | 0 | 0 | 0 | 0 | 0 | 0.2655 | 0.25223 | 0 | 0 | 5.143 | 3.7419 | 0 | 0.2655 | -0.2655 | 13.0941 | 56.8853 | 0 | 5.8712 | 5.8712 | 0.69948 | 5.8712 | 0 | 0.27745 | 0 | 0 | 3.7419
2025-12-19 07:00 | 0.15948 | 7.9244 | -56.1607 | 66.0185 | 0.45616 | 1.4507 | 0.31291 | 0.31291 | 0.31291 | 463.5959 | 0 | 0 | 0 | 1.4507 | 0.32938 | 0.31291 | 0 | 0 | 5.143 | 3.4764 | 1.1213 | 0 | 1.1213 | 14.097 | 61.2422 | 0 | 7.2838 | 7.2838 | 0.86776 | 7.2838 | 0 | 0.3442 | 1.1605 | 0 | 4.927
2025-12-19 08:00 | 0.35486 | 17.9041 | -46.4302 | 52.7341 | 0.68537 | 2.1796 | 0.31995 | 0.31995 | 0.31995 | 681.2371 | 0 | 0 | 0 | 2.1796 | 0.33679 | 0.31995 | 0 | 0 | 4.7926 | 4.3734 | 1.8428 | 0 | 1.8428 | 15.7452 | 68.4028 | 0 | 7.4475 | 7.4475 | 0.88727 | 7.4475 | 0 | 0.35194 | 1.7437 | 0 | 6.553
2025-12-19 09:00 | 0.46597 | 26.221 | -34.5868 | 40.2418 | 0.78615 | 2.5001 | 0.32893 | 0.32893 | 0.32893 | 760.0585 | 0 | 0 | 0 | 2.5001 | 0.34625 | 0.32893 | 0 | 0 | 3.5688 | 5.8477 | 2.1539 | 0 | 2.1539 | 17.6717 | 76.7721 | 0 | 7.6567 | 7.6567 | 0.91219 | 7.6567 | 0 | 0.36183 | 2.0001 | 0 | 8.3478
2025-12-19 10:00 | 0.53333 | 32.1367 | -20.3396 | 29.6438 | 0.84239 | 2.6789 | 0.26291 | 0.26291 | 0.26291 | 1018.97 | 0.10826 | 0 | 0 | 2.6789 | 0.27674 | 0.26291 | 0 | 0 | 2.2939 | 6.0061 | 2.2939 | 0 | 2.2939 | 19.7234 | 85.6856 | 0 | 6.1197 | 6.1197 | 0.72908 | 6.1197 | 0 | 0.2892 | 2.1431 | 0 | 8.6851
2025-12-19 11:00 | 0.49688 | 34.8619 | -4.1485 | 23.6974 | 0.72097 | 2.2928 | 0.26984 | 0.26984 | 0.26984 | 849.6913 | 0.97647 | 0 | 0 | 2.2928 | 0.28404 | 0.26984 | 0 | 0 | 1.0323 | 6.0061 | 1.0323 | 0 | 1.0323 | 20.6468 | 89.6968 | 0 | 6.2811 | 6.2811 | 0.74831 | 6.2811 | 0 | 0.29682 | 1.8342 | 0 | 8.299
2025-12-19 12:00 | 0.51419 | 33.9253 | 12.5044 | 25.8625 | 0.7748 | 2.464 | 0.70756 | 0.70756 | 0.70756 | 348.2395 | 0.97618 | 0 | 0 | 2.464 | 0.7448 | 0.70756 | 0 | 0 | 0.74303 | 6.0061 | 0.74303 | 0 | 0.74303 | 21.3113 | 92.584 | 0 | 16.4712 | 16.4712 | 1.9623 | 16.4712 | 0 | 0.77832 | 1.9712 | 0 | 8.4702
2025-12-19 13:00 | 0.52871 | 29.4979 | 27.8371 | 34.6457 | 0.86672 | 2.7563 | 0.83079 | 0.83079 | 0.83079 | 331.7714 | 1.347 | 0 | 0 | 2.7563 | 0.87451 | 0.83079 | 0 | 0 | 0.53481 | 6.0061 | 0.53481 | 0 | 0.53481 | 21.7897 | 94.6621 | 0 | 19.3397 | 19.3397 | 2.3041 | 19.3397 | 0 | 0.91386 | 2.205 | 0 | 8.7625
2025-12-19 14:00 | 0.4511 | 22.2669 | 40.8662 | 46.4126 | 0.80841 | 2.5709 | 0.62478 | 0.62478 | 0.62478 | 411.4859 | 1.5283 | 0 | 0 | 2.5709 | 0.65767 | 0.62478 | 0 | 0 | 0.38495 | 6.0061 | 0.38495 | 0 | 0.38495 | 22.134 | 96.1579 | 0 | 14.5442 | 14.5442 | 1.7327 | 14.5442 | 0 | 0.68726 | 2.0567 | 0 | 8.577
2025-12-19 15:00 | 0.22183 | 13.0284 | 51.5804 | 59.386 | 0.47129 | 1.4988 | 0.64443 | 0.64443 | 0.64443 | 232.5766 | 0.54337 | 0 | 0 | 1.4988 | 0.67835 | 0.64443 | 0 | 0 | 0.27708 | 6.0061 | 0.27708 | 0 | 0.27708 | 22.3818 | 97.2345 | 0 | 15.0016 | 15.0016 | 1.7872 | 15.0016 | 0 | 0.70887 | 1.199 | 0 | 7.5049
2025-12-19 16:00 | 0.038282 | 2.4294 | 60.4454 | 72.882 | 0.12612 | 0.40109 | 0.43301 | 0.43301 | 0.43301 | 92.6284 | 0 | 0 | 0 | 0.40109 | 0.4558 | 0.43301 | 0 | 0 | 0.19943 | 6.0061 | 0 | 0.054709 | -0.054709 | 22.3207 | 96.9688 | 0 | 10.0799 | 10.0799 | 1.2009 | 10.0799 | 0 | 0.47631 | 0.32087 | 0 | 6.4072
2025-12-19 17:00 | 0 | 0 | 68.0143 | 90 | 0 | 0 | 0.62955 | 0.62955 | 0.62955 | 0 | 0 | 1.1102e-16 | 0 | 0 | 0.66268 | 0.62955 | 0 | 0 | 0.33573 | 6.0061 | 0 | 0.66268 | -0.66268 | 21.5798 | 93.7501 | 0 | 14.6552 | 14.6552 | 1.746 | 14.6552 | 0 | 0.6925 | 0 | 0 | 6.0061
2025-12-19 18:00 | 0 | 0 | 74.8018 | 90 | 0 | 0 | 0.95932 | 0.95932 | 0.95932 | 0 | 0 | 0 | 0 | 0 | 1.0098 | 0.95932 | 0 | 0 | 0.95984 | 6.0061 | 0 | 1.0098 | -1.0098 | 20.4508 | 88.8453 | 0 | 22.3318 | 22.3318 | 2.6605 | 22.3318 | 0 | 1.0552 | 0 | 0 | 6.0061
2025-12-19 19:00 | 0 | 0 | 81.3179 | 90 | 0 | 0 | 0.82348 | 0.82348 | 0.82348 | 0 | 0 | 1.1102e-16 | 0 | 0 | 0.86682 | 0.82348 | 0 | 0 | 1.7763 | 6.0061 | 0 | 0.86682 | -0.86682 | 19.4816 | 84.6351 | 0 | 19.1696 | 19.1696 | 2.2838 | 19.1696 | 0 | 0.90582 | 0 | 0 | 6.0061
2025-12-19 20:00 | 0 | 0 | 88.2296 | 90 | 0 | 0 | 0.59398 | 0.59398 | 0.59398 | 0 | 0 | 1.1102e-16 | 0 | 0 | 0.62524 | 0.59398 | 0 | 0 | 2.3588 | 6.0061 | 0 | 0.62524 | -0.62524 | 18.7826 | 81.5982 | 0 | 13.8272 | 13.8272 | 1.6473 | 13.8272 | 0 | 0.65338 | 0 | 0 | 6.0061
2025-12-19 21:00 | 0 | 0 | 96.8728 | 90 | 0 | 0 | 0.55441 | 0.55441 | 0.55441 | 0 | 0 | 0 | 0 | 0 | 0.58359 | 0.55441 | 0 | 0 | 2.7005 | 6.0061 | 0 | 0.58359 | -0.58359 | 18.1301 | 78.7636 | 0 | 12.9061 | 12.9061 | 1.5376 | 12.9061 | 0 | 0.60985 | 0 | 0 | 6.0061
2025-12-19 22:00 | 0 | 0 | 111.6472 | 90 | 0 | 0 | 0.80486 | 0.80486 | 0.80486 | 0 | 0 | 1.1102e-16 | 0 | 0 | 0.84722 | 0.80486 | 0 | 0 | 3.0316 | 6.0061 | 0 | 0.84722 | -0.84722 | 17.1829 | 74.6485 | 0 | 18.7362 | 18.7362 | 2.2322 | 18.7362 | 0 | 0.88535 | 0 | 0 | 6.0061
2025-12-19 23:00 | 0 | 0 | 157.2006 | 90 | 0 | 0 | 0.67041 | 0.67041 | 0.67041 | 0 | 0 | 1.1102e-16 | 0 | 0 | 0.7057 | 0.67041 | 0 | 0 | 3.6173 | 6.0061 | 0 | 0.7057 | -0.7057 | 16.3939 | 71.2208 | 0 | 15.6065 | 15.6065 | 1.8593 | 15.6065 | 0 | 0.73746 | 0 | 0 | 6.0061
2025-12-20 | 0 | 0 | -126.7595 | 90 | 0 | 0 | 0.2543 | 0.2543 | 0.2543 | 0 | 0 | 0 | 0 | 0 | 0.26768 | 0.2543 | 0 | 0 | 4.0433 | 6.0061 | 0 | 0.26768 | -0.26768 | 16.0946 | 69.9207 | 0 | 5.9193 | 5.9193 | 0.70521 | 5.9193 | 0 | 0.27973 | 0 | 0 | 6.0061
2025-12-20 01:00 | 0 | 0 | -102.8936 | 90 | 0 | 0 | 0.30501 | 0.30501 | 0.30501 | 0 | 0 | 0 | 0 | 0 | 0.32107 | 0.30501 | 0 | 0 | 4.0839 | 6.0061 | 0 | 0.32107 | -0.32107 | 15.7357 | 68.3612 | 0 | 7.0999 | 7.0999 | 0.84585 | 7.0999 | 0 | 0.33551 | 0 | 0 | 6.0061
2025-12-20 02:00 | 0 | 0 | -92.1861 | 90 | 0 | 0 | 0.2511 | 0.2511 | 0.2511 | 0 | 0 | 5.5511e-17 | 0 | 0 | 0.26431 | 0.2511 | 0 | 0 | 4.2433 | 5.8391 | 0 | 0.26431 | -0.26431 | 15.4401 | 67.0774 | 0 | 5.8449 | 5.8449 | 0.69633 | 5.8449 | 0 | 0.27621 | 0 | 0 | 5.8391
2025-12-20 03:00 | 0 | 0 | -84.6639 | 90 | 0 | 0 | 0.36573 | 0.36573 | 0.36573 | 0 | 0 | 0 | 0 | 0 | 0.38498 | 0.36573 | 0 | 0 | 4.3746 | 5.5748 | 0 | 0.38498 | -0.38498 | 15.0097 | 65.2075 | 0 | 8.5133 | 8.5133 | 1.0142 | 8.5133 | 0 | 0.40231 | 0 | 0 | 5.5748
2025-12-20 04:00 | 0 | 0 | -78.0574 | 90 | 0 | 0 | 0.31662 | 0.31662 | 0.31662 | 0 | 0 | 5.5511e-17 | 0 | 0 | 0.33328 | 0.31662 | 0 | 0 | 4.6328 | 5.1898 | 0 | 0.33328 | -0.33328 | 14.6371 | 63.5887 | 0 | 7.37 | 7.37 | 0.87803 | 7.37 | 0 | 0.34828 | 0 | 0 | 5.1898
2025-12-20 05:00 | 0 | 0 | -71.4757 | 90 | 0 | 0 | 0.26006 | 0.26006 | 0.26006 | 0 | 0 | 5.5511e-17 | 0 | 0 | 0.27375 | 0.26006 | 0 | 0 | 4.8342 | 4.8565 | 0 | 0.27375 | -0.27375 | 14.331 | 62.2591 | 0 | 6.0535 | 6.0535 | 0.72119 | 6.0535 | 0 | 0.28607 | 0 | 0 | 4.8565
2025-12-20 06:00 | 0.0034812 | 0 | -64.3624 | 90 | 0 | 0 | 0.30081 | 0.30081 | 0.30081 | 0 | 0 | 0 | 0 | 0 | 0.31664 | 0.30081 | 0 | 0 | 4.9857 | 4.5828 | 0 | 0.31664 | -0.31664 | 13.977 | 60.7211 | 0 | 7.002 | 7.002 | 0.83419 | 7.002 | 0 | 0.33089 | 0 | 0 | 4.5828
2025-12-20 07:00 | 0.11109 | 7.8328 | -56.2165 | 66.1254 | 0.25613 | 0.81453 | 0.28362 | 0.28362 | 0.28362 | 287.1895 | 0 | 0 | 0 | 0.81453 | 0.29855 | 0.28362 | 0 | 0 | 5.143 | 4.2661 | 0.51598 | 0 | 0.51598 | 14.4385 | 62.7261 | 0 | 6.6019 | 6.6019 | 0.78653 | 6.6019 | 0 | 0.31198 | 0.65162 | 0 | 5.0807
2025-12-20 08:00 | 0.26413 | 17.8212 | -46.5014 | 52.8392 | 0.45449 | 1.4454 | 0.26988 | 0.26988 | 0.26988 | 535.5649 | 0 | 0 | 0 | 1.4454 | 0.28408 | 0.26988 | 0 | 0 | 4.7306 | 4.6789 | 1.1613 | 0 | 1.1613 | 15.4772 | 67.2385 | 0 | 6.282 | 6.282 | 0.74841 | 6.282 | 0 | 0.29686 | 1.1563 | 0 | 6.1243
2025-12-20 09:00 | 0.28065 | 26.1519 | -34.6778 | 40.3407 | 0.34093 | 1.0842 | 0.32709 | 0.32709 | 0.32709 | 331.4757 | 0 | 0 | 0 | 1.0842 | 0.34431 | 0.32709 | 0 | 0 | 3.9237 | 5.6079 | 0.73992 | 0 | 0.73992 | 16.139 | 70.1136 | 0 | 7.6138 | 7.6138 | 0.90708 | 7.6138 | 0 | 0.3598 | 0.86738 | 0 | 6.6922
2025-12-20 10:00 | 0.033369 | 32.0876 | -20.4519 | 29.7245 | 0.03153 | 0.10027 | 0.37726 | 0.37726 | 0.37726 | 26.5785 | 0 | 0 | 0 | 0.10027 | 0.39712 | 0.37726 | 0 | 0 | 3.5477 | 6.0061 | 0 | 0.29685 | -0.29685 | 15.8071 | 68.6717 | 0 | 8.7817 | 8.7817 | 1.0462 | 8.7817 | 0 | 0.41499 | 0.080217 | 0 | 6.1064
2025-12-20 11:00 | 0.20182 | 34.8391 | -4.2759 | 23.7301 | 0.19505 | 0.6203 | 0.29599 | 0.29599 | 0.29599 | 209.5706 | 0 | 0 | 0 | 0.6203 | 0.31156 | 0.29599 | 0 | 0 | 3.9732 | 5.903 | 0.30874 | 0 | 0.30874 | 16.0833 | 69.8714 | 0 | 6.8898 | 6.8898 | 0.82082 | 6.8898 | 0 | 0.32559 | 0.49624 | 0 | 6.5233
2025-12-20 12:00 | 0.35695 | 33.9311 | 12.3756 | 25.8292 | 0.42082 | 1.3383 | 0.45484 | 0.45484 | 0.45484 | 294.2309 | 0 | 0 | 0 | 1.3383 | 0.47878 | 0.45484 | 0 | 0 | 3.7754 | 6.0061 | 0.85951 | 0 | 0.85951 | 16.852 | 73.2112 | 0 | 10.5882 | 10.5882 | 1.2614 | 10.5882 | 0 | 0.50033 | 1.0706 | 0 | 7.3444
2025-12-20 13:00 | 0.40042 | 29.5296 | 27.7196 | 34.5731 | 0.57427 | 1.8263 | 0.50924 | 0.50924 | 0.50924 | 358.6296 | 0 | 0 | 0 | 1.8263 | 0.53604 | 0.50924 | 0 | 0 | 3.2072 | 6.0061 | 1.2902 | 0 | 1.2902 | 18.0061 | 78.2247 | 0 | 11.8544 | 11.8544 | 1.4123 | 11.8544 | 0 | 0.56016 | 1.461 | 0 | 7.8324
2025-12-20 14:00 | 0.16025 | 22.3188 | 40.7649 | 46.3226 | 0.1609 | 0.51168 | 0.59033 | 0.59033 | 0.59033 | 86.6772 | 0 | 0 | 0 | 0.51168 | 0.6214 | 0.59033 | 0 | 0 | 2.4088 | 6.0061 | 0 | 0.10972 | -0.10972 | 17.8834 | 77.6917 | 0 | 13.7421 | 13.7421 | 1.6372 | 13.7421 | 0 | 0.64936 | 0.40934 | 0 | 6.5178
2025-12-20 15:00 | 0.065334 | 13.0946 | 51.4941 | 59.2876 | 0.063556 | 0.20212 | 0.14667 | 0.14667 | 0.14667 | 137.8094 | 0 | 0 | 0 | 0.20212 | 0.15438 | 0.14667 | 0 | 0 | 2.7223 | 6.0061 | 0.047734 | 0 | 0.047734 | 17.9261 | 77.8772 | 0 | 3.4142 | 3.4142 | 0.40675 | 3.4142 | 0 | 0.16133 | 0.16169 | 0 | 6.2083
2025-12-20 16:00 | 0.019781 | 2.5056 | 60.3702 | 72.7792 | 0.02253 | 0.071648 | 0.28566 | 0.28566 | 0.28566 | 25.0819 | 0 | 0 | 0 | 0.071648 | 0.30069 | 0.28566 | 0 | 0 | 2.7651 | 6.0061 | 0 | 0.22904 | -0.22904 | 17.67 | 76.7647 | 0 | 6.6498 | 6.6498 | 0.79223 | 6.6498 | 0 | 0.31422 | 0.057319 | 0 | 6.0778
2025-12-20 17:00 | 0 | 0 | 67.9461 | 90 | 0 | 0 | 0.52468 | 0.52468 | 0.52468 | 0 | 0 | 1.1102e-16 | 0 | 0 | 0.5523 | 0.52468 | 0 | 0 | 3.0102 | 6.0061 | 0 | 0.5523 | -0.5523 | 17.0525 | 74.0821 | 0 | 12.2141 | 12.2141 | 1.4551 | 12.2141 | 0 | 0.57715 | 0 | 0 | 6.0061
2025-12-20 18:00 | 0 | 0 | 74.7363 | 90 | 0 | 0 | 0.47672 | 0.47672 | 0.47672 | 0 | 0 | 5.5511e-17 | 0 | 0 | 0.50181 | 0.47672 | 0 | 0 | 3.4876 | 6.0061 | 0 | 0.50181 | -0.50181 | 16.4915 | 71.6448 | 0 | 11.0974 | 11.0974 | 1.3221 | 11.0974 | 0 | 0.52439 | 0 | 0 | 6.0061
2025-12-20 19:00 | 0 | 0 | 81.2502 | 90 | 0 | 0 | 0.67409 | 0.67409 | 0.67409 | 0 | 0 | 1.1102e-16 | 0 | 0 | 0.70956 | 0.67409 | 0 | 0 | 3.8445 | 6.0061 | 0 | 0.70956 | -0.70956 | 15.6982 | 68.1983 | 0 | 15.692 | 15.692 | 1.8695 | 15.692 | 0 | 0.7415 | 0 | 0 | 6.0061
2025-12-20 20:00 | 0 | 0 | 88.1513 | 90 | 0 | 0 | 0.75184 | 0.75184 | 0.75184 | 0 | 0 | 1.1102e-16 | 0 | 0 | 0.79142 | 0.75184 | 0 | 0 | 4.3628 | 5.8056 | 0 | 0.79142 | -0.79142 | 14.8133 | 64.3543 | 0 | 17.5021 | 17.5021 | 2.0851 | 17.5021 | 0 | 0.82703 | 0 | 0 | 5.8056
2025-12-20 21:00 | 0 | 0 | 96.7648 | 90 | 0 | 0 | 0.61569 | 0.61569 | 0.61569 | 0 | 0 | 1.1102e-16 | 0 | 0 | 0.64809 | 0.61569 | 0 | 0 | 4.9114 | 5.0141 | 0 | 0.64809 | -0.64809 | 14.0887 | 61.2065 | 0 | 14.3324 | 14.3324 | 1.7075 | 14.3324 | 0 | 0.67725 | 0 | 0 | 5.0141
2025-12-20 22:00 | 0 | 0 | 111.4363 | 90 | 0 | 0 | 0.61544 | 0.61544 | 0.61544 | 0 | 0 | 0 | 0 | 0 | 0.64783 | 0.61544 | 0 | 0 | 5.143 | 4.366 | 0 | 0.64783 | -0.64783 | 13.3644 | 58.0599 | 0 | 14.3267 | 14.3267 | 1.7068 | 14.3267 | 0 | 0.67698 | 0 | 0 | 4.366
2025-12-20 23:00 | 0 | 0 | 156.5207 | 90 | 0 | 0 | 0.54708 | 0.54708 | 0.54708 | 0 | 0 | 0 | 0 | 0 | 0.57588 | 0.54708 | 0 | 0 | 5.143 | 3.7182 | 0 | 0.57588 | -0.57588 | 12.7206 | 55.2628 | 0 | 12.7354 | 12.7354 | 1.5172 | 12.7354 | 0 | 0.60179 | 0 | 0 | 3.7182
2025-12-21 | 0 | 0 | -127.0523 | 90 | 0 | 0 | 0.26885 | 0.26885 | 0.26885 | 0 | 0 | 0 | 0 | 0 | 0.283 | 0.26885 | 0 | 0 | 5.143 | 3.1423 | 0 | 0.283 | -0.283 | 12.4042 | 53.8882 | 0 | 6.2582 | 6.2582 | 0.74558 | 6.2582 | 0 | 0.29574 | 0 | 0 | 3.1423
2025-12-21 01:00 | 0 | 0 | -102.9839 | 90 | 0 | 0 | 0.32558 | 0.32558 | 0.32558 | 0 | 0 | 5.5511e-17 | 0 | 0 | 0.34271 | 0.32558 | 0 | 0 | 5.143 | 2.8593 | 0 | 0.34271 | -0.34271 | 12.021 | 52.2236 | 0 | 7.5785 | 7.5785 | 0.90288 | 7.5785 | 0 | 0.35813 | 0 | 0 | 2.8593
2025-12-21 02:00 | 0 | 0 | -92.2385 | 90 | 0 | 0 | 0.31291 | 0.31291 | 0.31291 | 0 | 0 | 5.5511e-17 | 0 | 0 | 0.32938 | 0.31291 | 0 | 0 | 5.143 | 2.5166 | 0 | 0.32938 | -0.32938 | 11.6528 | 50.6237 | 0 | 7.2838 | 7.2838 | 0.86776 | 7.2838 | 0 | 0.3442 | 0 | 0 | 2.5166
2025-12-21 03:00 | 0 | 0 | -84.7064 | 90 | 0 | 0 | 0.35603 | 0.35603 | 0.35603 | 0 | 0 | 5.5511e-17 | 0 | 0 | 0.37477 | 0.35603 | 0 | 0 | 5.143 | 2.1872 | 0 | 0.37477 | -0.37477 | 11.2338 | 48.8034 | 0 | 8.2874 | 8.2874 | 0.98733 | 8.2874 | 0 | 0.39163 | 0 | 0 | 2.1872
2025-12-21 04:00 | 0 | 0 | -78.0986 | 90 | 0 | 0 | 0.37156 | 0.37156 | 0.37156 | 0 | 0 | 5.5511e-17 | 0 | 0 | 0.39112 | 0.37156 | 0 | 0 | 5.143 | 1.8125 | 0 | 0.39112 | -0.39112 | 10.7965 | 46.9037 | 0 | 8.6489 | 8.6489 | 1.0304 | 8.6489 | 0 | 0.40872 | 0 | 0 | 1.8125
2025-12-21 05:00 | 0 | 0 | -71.52 | 90 | 0 | 0 | 0.36443 | 0.36443 | 0.36443 | 0 | 0 | 5.5511e-17 | 0 | 0 | 0.38361 | 0.36443 | 0 | 0 | 5.143 | 1.4214 | 0 | 0.38361 | -0.38361 | 10.3676 | 45.0405 | 0 | 8.483 | 8.483 | 1.0106 | 8.483 | 0 | 0.40088 | 0 | 0 | 1.4214
2025-12-21 06:00 | 0.0034153 | 0 | -64.4133 | 90 | 0 | 0 | 0.31007 | 0.31007 | 0.31007 | 0 | 0 | 5.5511e-17 | 0 | 0 | 0.32639 | 0.31007 | 0 | 0 | 5.143 | 1.0377 | 0 | 0.32639 | -0.32639 | 10.0027 | 43.4552 | 0 | 7.2175 | 7.2175 | 0.85987 | 7.2175 | 0 | 0.34107 | 0 | 0 | 1.0377
2025-12-21 07:00 | 0.030956 | 7.7453 | -56.278 | 66.2314 | 0.030287 | 0.096317 | 0.42302 | 0.42302 | 0.42302 | 22.769 | 0 | 0 | 0 | 0.096317 | 0.44528 | 0.42302 | 0 | 0 | 5.143 | 0.71136 | 0 | 0.34896 | -0.34896 | 9.6125 | 41.7602 | 0 | 9.8467 | 9.8467 | 1.1731 | 9.8467 | 0 | 0.46532 | 0.077053 | 0 | 0.80768
2025-12-21 08:00 | 0.063755 | 17.7432 | -46.5777 | 52.9425 | 0.061146 | 0.19445 | 0.30335 | 0.30335 | 0.30335 | 64.1021 | 0 | 0 | 0 | 0.19445 | 0.31932 | 0.30335 | 0 | 0 | 5.143 | 0.3624 | 0 | 0.12486 | -0.12486 | 9.4729 | 41.1537 | 0 | 7.0612 | 7.0612 | 0.84124 | 7.0612 | 0 | 0.33369 | 0.15556 | 0 | 0.55685
2025-12-21 09:00 | 0.037829 | 26.0883 | -34.7732 | 40.4366 | 0.035817 | 0.1139 | 0.37439 | 0.33387 | 0.33387 | 34.1167 | 0 | 0.040524 | 0.16453 | 0.1139 | 0.35144 | 0.33387 | 0 | 0 | 5.143 | 0.23753 | 0 | 0.23753 | -0.23753 | 9.2074 | 40 | 0 | 8.7148 | 8.7148 | 1.0383 | 8.7148 | 0 | 0.41183 | 0.091124 | 0 | 0.35144
2025-12-21 10:00 | 0.096238 | 32.0448 | -20.5672 | 29.8003 | 0.091622 | 0.29137 | 0.27006 | 0.27006 | 0.27006 | 107.8933 | 0 | 0 | 0.2417 | 0.29137 | 0.28427 | 0.27006 | 0 | 0 | 5.143 | 0 | 0.0071029 | 0 | 0.0071029 | 9.2137 | 40.0276 | 0 | 6.2862 | 6.2862 | 0.74892 | 6.2862 | 0 | 0.29706 | 0.2331 | 0 | 0.29137
2025-12-21 11:00 | 0.091896 | 34.8229 | -4.4043 | 23.7566 | 0.087338 | 0.27775 | 0.36054 | 0.26926 | 0.26926 | 103.1528 | 0 | 0.091283 | 0.33843 | 0.27775 | 0.28343 | 0.26926 | 0 | 0 | 5.143 | 0.0056823 | 0 | 0.0056823 | -0.0056823 | 9.2074 | 40 | 0 | 8.3925 | 8.3925 | 0.99985 | 8.3925 | 0 | 0.3966 | 0.2222 | 0 | 0.28343
2025-12-21 12:00 | 0.038251 | 33.9436 | 12.248 | 25.7899 | 0.036152 | 0.11497 | 0.61645 | 0.10922 | 0.10922 | 105.2632 | 0 | 0.50723 | 0.65625 | 0.11497 | 0.11497 | 0.10922 | 0 | 0 | 5.143 | 0 | 0 | 0 | 0 | 9.2074 | 40 | 0 | 14.3503 | 14.3503 | 1.7096 | 14.3503 | 0 | 0.6781 | 0.091974 | 0 | 0.11497
2025-12-21 13:00 | 0.02101 | 29.5676 | 27.605 | 34.496 | 0.019829 | 0.063061 | 0.77542 | 0.059908 | 0.059908 | 105.2632 | 0 | 0.71552 | 0.84099 | 0.063061 | 0.063061 | 0.059908 | 0 | 0 | 5.143 | 0 | 0 | 0 | 0 | 9.2074 | 40 | 0 | 18.051 | 18.051 | 2.1505 | 18.051 | 0 | 0.85297 | 0.050448 | 0 | 0.063061
2025-12-21 14:00 | 0.051378 | 22.3762 | 40.6678 | 46.2295 | 0.048856 | 0.15537 | 0.59473 | 0.1476 | 0.1476 | 105.2632 | 0 | 0.44713 | 0.62469 | 0.15537 | 0.15537 | 0.1476 | 0 | 0 | 5.143 | 1.5888e-15 | 0 | 1.5888e-15 | 0 | 9.2074 | 40 | 0 | 13.8447 | 13.8447 | 1.6494 | 13.8447 | 0 | 0.65421 | 0.1243 | 0 | 0.15537
2025-12-21 15:00 | 0.066782 | 13.1658 | 51.4126 | 59.1872 | 0.064997 | 0.2067 | 0.56553 | 0.19637 | 0.19637 | 105.2632 | 0 | 0.36916 | 0.58281 | 0.2067 | 0.2067 | 0.19637 | 0 | 0 | 5.143 | 3.1776e-15 | 0 | 3.1776e-15 | 0 | 9.2074 | 40 | 0 | 13.1648 | 13.1648 | 1.5684 | 13.1648 | 0 | 0.62208 | 0.16536 | 0 | 0.2067
2025-12-21 16:00 | 0.012658 | 2.5862 | 60.3004 | 72.675 | 0.012883 | 0.040969 | 0.68723 | 0.038921 | 0.038921 | 105.2632 | 0 | 0.64831 | 0.74817 | 0.040969 | 0.040969 | 0.038921 | 0 | 0 | 5.143 | 3.1776e-15 | 0 | 3.1776e-15 | 0 | 9.2074 | 40 | 0 | 15.998 | 15.998 | 1.9059 | 15.998 | 0 | 0.75595 | 0.032775 | 0 | 0.040969
2025-12-21 17:00 | 0 | 0 | 67.8837 | 90 | 0 | 0 | 0.77574 | 4.5281e-15 | 4.5281e-15 | 0 | 0 | 0.77574 | 0.85331 | 0 | 4.7665e-15 | 4.5281e-15 | 0 | 0 | 5.143 | 4.7665e-15 | 0 | 4.7665e-15 | 0 | 9.2074 | 40 | 0 | 18.0583 | 18.0583 | 2.1514 | 18.0583 | 0 | 0.85331 | 0 | 0 | 4.7665e-15
2025-12-21 18:00 | 0 | 0 | 74.6773 | 90 | 0 | 0 | 0.53951 | 4.5281e-15 | 4.5281e-15 | 0 | 0 | 0.53951 | 0.59346 | 0 | 4.7665e-15 | 4.5281e-15 | 0 | 0 | 5.143 | 4.7665e-15 | 0 | 4.7665e-15 | 0 | 9.2074 | 40 | 0 | 12.5591 | 12.5591 | 1.4962 | 12.5591 | 0 | 0.59346 | 0 | 0 | 4.7665e-15
2025-12-21 19:00 | 0 | 0 | 81.1899 | 90 | 0 | 0 | 0.72535 | 4.5281e-15 | 4.5281e-15 | 0 | 0 | 0.72535 | 0.79788 | 0 | 4.7665e-15 | 4.5281e-15 | 0 | 0 | 5.143 | 4.7665e-15 | 0 | 4.7665e-15 | 0 | 9.2074 | 40 | 0 | 16.8852 | 16.8852 | 2.0116 | 16.8852 | 0 | 0.79788 | 0 | 0 | 4.7665e-15
2025-12-21 20:00 | 0 | 0 | 88.0824 | 90 | 0 | 0 | 0.90211 | 4.5281e-15 | 4.5281e-15 | 0 | 0 | 0.90211 | 0.99232 | 0 | 4.7665e-15 | 4.5281e-15 | 0 | 0 | 5.143 | 4.7665e-15 | 0 | 4.7665e-15 | 0 | 9.2074 | 40 | 0 | 21.0001 | 21.0001 | 2.5019 | 21.0001 | 0 | 0.99232 | 0 | 0 | 4.7665e-15
2025-12-21 21:00 | 0 | 0 | 96.6693 | 90 | 0 | 0 | 0.60428 | 4.5281e-15 | 4.5281e-15 | 0 | 0 | 0.60428 | 0.6647 | 0 | 4.7665e-15 | 4.5281e-15 | 0 | 0 | 5.143 | 4.7665e-15 | 0 | 4.7665e-15 | 0 | 9.2074 | 40 | 0 | 14.0669 | 14.0669 | 1.6759 | 14.0669 | 0 | 0.6647 | 0 | 0 | 4.7665e-15
2025-12-21 22:00 | 0 | 0 | 111.2453 | 90 | 0 | 0 | 0.55719 | 4.5281e-15 | 4.5281e-15 | 0 | 0 | 0.55719 | 0.61291 | 0 | 4.7665e-15 | 4.5281e-15 | 0 | 0 | 5.143 | 4.7665e-15 | 0 | 4.7665e-15 | 0 | 9.2074 | 40 | 0 | 12.9708 | 12.9708 | 1.5453 | 12.9708 | 0 | 0.61291 | 0 | 0 | 4.7665e-15
2025-12-21 23:00 | 0 | 0 | 155.8592 | 90 | 0 | 0 | 0.80616 | 4.5281e-15 | 4.5281e-15 | 0 | 0 | 0.80616 | 0.88677 | 0 | 4.7665e-15 | 4.5281e-15 | 0 | 0 | 5.143 | 4.7665e-15 | 0 | 4.7665e-15 | 0 | 9.2074 | 40 | 0 | 18.7664 | 18.7664 | 2.2358 | 18.7664 | 0 | 0.88677 | 0 | 0 | 4.7665e-15
2025-12-22 | 0 | 0 | -127.3729 | 90 | 0 | 0 | 0.2816 | 4.5281e-15 | 4.5281e-15 | 0 | 0 | 0.2816 | 0.30976 | 0 | 4.7665e-15 | 4.5281e-15 | 0 | 0 | 5.143 | 4.7665e-15 | 0 | 4.7665e-15 | 0 | 9.2074 | 40 | 0 | 6.5549 | 6.5549 | 0.78093 | 6.5549 | 0 | 0.30976 | 0 | 0 | 4.7665e-15
2025-12-22 01:00 | 0 | 0 | -103.0902 | 90 | 0 | 0 | 0.3713 | 4.5281e-15 | 4.5281e-15 | 0 | 0 | 0.3713 | 0.40843 | 0 | 4.7665e-15 | 4.5281e-15 | 0 | 0 | 5.143 | 4.7665e-15 | 0 | 4.7665e-15 | 0 | 9.2074 | 40 | 0 | 8.6429 | 8.6429 | 1.0297 | 8.6429 | 0 | 0.40843 | 0 | 0 | 4.7665e-15
2025-12-22 02:00 | 0 | 0 | -92.3019 | 90 | 0 | 0 | 0.3166 | 4.5281e-15 | 4.5281e-15 | 0 | 0 | 0.3166 | 0.34825 | 0 | 4.7665e-15 | 4.5281e-15 | 0 | 0 | 5.143 | 4.7665e-15 | 0 | 4.7665e-15 | 0 | 9.2074 | 40 | 0 | 7.3695 | 7.3695 | 0.87797 | 7.3695 | 0 | 0.34825 | 0 | 0 | 4.7665e-15
2025-12-22 03:00 | 0 | 0 | -84.7575 | 90 | 0 | 0 | 0.28007 | 4.5281e-15 | 4.5281e-15 | 0 | 0 | 0.28007 | 0.30808 | 0 | 4.7665e-15 | 4.5281e-15 | 0 | 0 | 5.143 | 4.7665e-15 | 0 | 4.7665e-15 | 0 | 9.2074 | 40 | 0 | 6.5193 | 6.5193 | 0.77668 | 6.5193 | 0 | 0.30808 | 0 | 0 | 4.7665e-15
2025-12-22 04:00 | 0 | 0 | -78.1471 | 90 | 0 | 0 | 0.36082 | 4.5281e-15 | 4.5281e-15 | 0 | 0 | 0.36082 | 0.39691 | 0 | 4.7665e-15 | 4.5281e-15 | 0 | 0 | 5.143 | 4.7665e-15 | 0 | 4.7665e-15 | 0 | 9.2074 | 40 | 0 | 8.399 | 8.399 | 1.0006 | 8.399 | 0 | 0.39691 | 0 | 0 | 4.7665e-15
2025-12-22 05:00 | 0 | 0 | -71.5708 | 90 | 0 | 0 | 0.31107 | 4.5281e-15 | 4.5281e-15 | 0 | 0 | 0.31107 | 0.34218 | 0 | 4.7665e-15 | 4.5281e-15 | 0 | 0 | 5.143 | 4.7665e-15 | 0 | 4.7665e-15 | 0 | 9.2074 | 40 | 0 | 7.2409 | 7.2409 | 0.86265 | 7.2409 | 0 | 0.34218 | 0 | 0 | 4.7665e-15
2025-12-22 06:00 | 0.0013536 | 0 | -64.4702 | 90 | 0 | 0 | 0.3382 | 4.5281e-15 | 4.5281e-15 | 0 | 0 | 0.3382 | 0.37203 | 0 | 4.7665e-15 | 4.5281e-15 | 0 | 0 | 5.143 | 4.7665e-15 | 0 | 4.7665e-15 | 0 | 9.2074 | 40 | 0 | 7.8725 | 7.8725 | 0.9379 | 7.8725 | 0 | 0.37203 | 0 | 0 | 4.7665e-15
2025-12-22 07:00 | 0.041249 | 7.6618 | -56.3449 | 66.3364 | 0.041023 | 0.13046 | 0.35651 | 0.12394 | 0.12394 | 105.2632 | 0 | 0.23257 | 0.36737 | 0.13046 | 0.13046 | 0.12394 | 0 | 0 | 5.143 | 4.7665e-15 | 0 | 4.7665e-15 | 0 | 9.2074 | 40 | 0 | 8.2986 | 8.2986 | 0.98866 | 8.2986 | 0 | 0.39216 | 0.10437 | 0 | 0.13046
2025-12-22 08:00 | 0.13142 | 17.67 | -46.6591 | 53.0438 | 0.13445 | 0.42757 | 0.27743 | 0.27743 | 0.27743 | 154.1157 | 0 | 0 | 0.22394 | 0.42757 | 0.29204 | 0.27743 | 0 | 0 | 5.143 | 4.7665e-15 | 0.13553 | 0 | 0.13553 | 9.3286 | 40.5266 | 0 | 6.4579 | 6.4579 | 0.76937 | 6.4579 | 0 | 0.30518 | 0.34206 | 0 | 0.42757
2025-12-22 09:00 | 0.34788 | 26.0303 | -34.8728 | 40.5293 | 0.50319 | 1.6002 | 0.32065 | 0.32065 | 0.32065 | 499.0512 | 0 | 0 | 0 | 1.6002 | 0.33753 | 0.32065 | 0 | 0 | 5.143 | 0.10843 | 1.2627 | 0 | 1.2627 | 10.458 | 45.4331 | 0 | 7.464 | 7.464 | 0.88923 | 7.464 | 0 | 0.35272 | 1.2802 | 0 | 1.7087
2025-12-22 10:00 | 0.41707 | 32.0084 | -20.6854 | 29.8714 | 0.57522 | 1.8293 | 0.21478 | 0.21478 | 0.21478 | 851.7259 | 0 | 0 | 0 | 1.8293 | 0.22608 | 0.21478 | 0 | 0 | 5.143 | 1.1186 | 1.6032 | 0 | 1.6032 | 11.8919 | 51.6628 | 0 | 4.9994 | 4.9994 | 0.59561 | 4.9994 | 0 | 0.23625 | 1.4634 | 0 | 2.9479
2025-12-22 11:00 | 0.19467 | 34.8135 | -4.5337 | 23.7767 | 0.18766 | 0.5968 | 0.29642 | 0.29642 | 0.29642 | 201.3323 | 0 | 0 | 0 | 0.5968 | 0.31203 | 0.29642 | 0 | 0 | 5.143 | 2.4012 | 0.28477 | 0 | 0.28477 | 12.1466 | 52.7693 | 0 | 6.9 | 6.9 | 0.82204 | 6.9 | 0 | 0.32607 | 0.47744 | 0 | 2.998
2025-12-22 12:00 | 0.42325 | 33.9628 | 12.1215 | 25.7447 | 0.5621 | 1.7876 | 0.57421 | 0.57421 | 0.57421 | 311.307 | 0 | 0 | 0 | 1.7876 | 0.60444 | 0.57421 | 0 | 0 | 5.143 | 2.629 | 1.1831 | 0 | 1.1831 | 13.2049 | 57.3666 | 0 | 13.3671 | 13.3671 | 1.5925 | 13.3671 | 0 | 0.63164 | 1.4301 | 0 | 4.4165
2025-12-22 13:00 | 0.49191 | 29.6118 | 27.4935 | 34.4145 | 0.79082 | 2.5149 | 0.78034 | 0.78034 | 0.78034 | 322.2892 | 0 | 0 | 0 | 2.5149 | 0.82141 | 0.78034 | 0 | 0 | 5.0858 | 3.5755 | 1.6935 | 0 | 1.6935 | 14.7196 | 63.9472 | 0 | 18.1653 | 18.1653 | 2.1641 | 18.1653 | 0 | 0.85837 | 2.012 | 0 | 6.0904
2025-12-22 14:00 | 0.33113 | 22.4393 | 40.5748 | 46.1333 | 0.53274 | 1.6942 | 0.45979 | 0.45979 | 0.45979 | 368.4716 | 0 | 0 | 0 | 1.6942 | 0.48399 | 0.45979 | 0 | 0 | 4.0836 | 4.9303 | 1.2102 | 0 | 1.2102 | 15.8021 | 68.6497 | 0 | 10.7035 | 10.7035 | 1.2752 | 10.7035 | 0 | 0.50577 | 1.3554 | 0 | 6.6245
2025-12-22 15:00 | 0.21384 | 13.242 | 51.3359 | 59.0847 | 0.43729 | 1.3907 | 0.42104 | 0.42104 | 0.42104 | 330.2871 | 0 | 0 | 0 | 1.3907 | 0.4432 | 0.42104 | 0 | 0 | 3.5176 | 5.8985 | 0.94745 | 0 | 0.94745 | 16.6495 | 72.3312 | 0 | 9.8014 | 9.8014 | 1.1677 | 9.8014 | 0 | 0.46315 | 1.1125 | 0 | 7.2891
2025-12-22 16:00 | 0.059197 | 2.6711 | 60.2358 | 72.5696 | 0.28362 | 0.90195 | 0.51903 | 0.51903 | 0.51903 | 173.775 | 0 | 0 | 0 | 0.90195 | 0.54635 | 0.51903 | 0 | 0 | 3.1194 | 6.0061 | 0.3556 | 0 | 0.3556 | 16.9675 | 73.713 | 0 | 12.0825 | 12.0825 | 1.4395 | 12.0825 | 0 | 0.57094 | 0.72156 | 0 | 6.9081
2025-12-22 17:00 | 0 | 0 | 67.8271 | 90 | 0 | 0 | 0.46121 | 0.46121 | 0.46121 | 0 | 0 | 5.5511e-17 | 0 | 0 | 0.48549 | 0.46121 | 0 | 0 | 3.1045 | 6.0061 | 0 | 0.48549 | -0.48549 | 16.4248 | 71.3549 | 0 | 10.7365 | 10.7365 | 1.2791 | 10.7365 | 0 | 0.50734 | 0 | 0 | 6.0061
2025-12-22 18:00 | 0 | 0 | 74.6248 | 90 | 0 | 0 | 0.59598 | 0.59598 | 0.59598 | 0 | 0 | 1.1102e-16 | 0 | 0 | 0.62735 | 0.59598 | 0 | 0 | 3.689 | 6.0061 | 0 | 0.62735 | -0.62735 | 15.7234 | 68.3078 | 0 | 13.8737 | 13.8737 | 1.6529 | 13.8737 | 0 | 0.65558 | 0 | 0 | 6.0061
2025-12-22 19:00 | 0 | 0 | 81.1371 | 90 | 0 | 0 | 0.54837 | 0.54837 | 0.54837 | 0 | 0 | 1.1102e-16 | 0 | 0 | 0.57724 | 0.54837 | 0 | 0 | 4.2419 | 5.8281 | 0 | 0.57724 | -0.57724 | 15.078 | 65.5041 | 0 | 12.7655 | 12.7655 | 1.5208 | 12.7655 | 0 | 0.60321 | 0 | 0 | 5.8281
2025-12-22 20:00 | 0 | 0 | 88.0227 | 90 | 0 | 0 | 0.6348 | 0.6348 | 0.6348 | 0 | 0 | 1.1102e-16 | 0 | 0 | 0.66821 | 0.6348 | 0 | 0 | 4.6585 | 5.2509 | 0 | 0.66821 | -0.66821 | 14.3309 | 62.2585 | 0 | 14.7773 | 14.7773 | 1.7605 | 14.7773 | 0 | 0.69828 | 0 | 0 | 5.2509
2025-12-22 21:00 | 0 | 0 | 96.5864 | 90 | 0 | 0 | 0.85204 | 0.85204 | 0.85204 | 0 | 0 | 0 | 0 | 0 | 0.89689 | 0.85204 | 0 | 0 | 5.1245 | 4.5826 | 0 | 0.89689 | -0.89689 | 13.3282 | 57.9022 | 0 | 19.8345 | 19.8345 | 2.363 | 19.8345 | 0 | 0.93725 | 0 | 0 | 4.5826
2025-12-22 22:00 | 0 | 0 | 111.074 | 90 | 0 | 0 | 0.532 | 0.532 | 0.532 | 0 | 0 | 1.1102e-16 | 0 | 0 | 0.56 | 0.532 | 0 | 0 | 5.143 | 3.6858 | 0 | 0.56 | -0.56 | 12.7021 | 55.1822 | 0 | 12.3844 | 12.3844 | 1.4754 | 12.3844 | 0 | 0.5852 | 0 | 0 | 3.6858
2025-12-22 23:00 | 0 | 0 | 155.2178 | 90 | 0 | 0 | 0.79072 | 0.79072 | 0.79072 | 0 | 0 | 1.1102e-16 | 0 | 0 | 0.83233 | 0.79072 | 0 | 0 | 5.143 | 3.1258 | 0 | 0.83233 | -0.83233 | 11.7715 | 51.1395 | 0 | 18.4069 | 18.4069 | 2.1929 | 18.4069 | 0 | 0.86979 | 0 | 0 | 3.1258
2025-12-23 | 0 | 0 | -127.7214 | 90 | 0 | 0 | 0.38817 | 0.38817 | 0.38817 | 0 | 0 | 5.5511e-17 | 0 | 0 | 0.4086 | 0.38817 | 0 | 0 | 5.143 | 2.2934 | 0 | 0.4086 | -0.4086 | 11.3147 | 49.1548 | 0 | 9.0356 | 9.0356 | 1.0765 | 9.0356 | 0 | 0.42699 | 0 | 0 | 2.2934
2025-12-23 01:00 | 0 | 0 | -103.2127 | 90 | 0 | 0 | 0.38979 | 0.38979 | 0.38979 | 0 | 0 | 0 | 0 | 0 | 0.4103 | 0.38979 | 0 | 0 | 5.143 | 1.8848 | 0 | 0.4103 | -0.4103 | 10.8559 | 47.1619 | 0 | 9.0732 | 9.0732 | 1.0809 | 9.0732 | 0 | 0.42876 | 0 | 0 | 1.8848
2025-12-23 02:00 | 0 | 0 | -92.3763 | 90 | 0 | 0 | 0.40822 | 0.40822 | 0.40822 | 0 | 0 | 5.5511e-17 | 0 | 0 | 0.42971 | 0.40822 | 0 | 0 | 5.143 | 1.4745 | 0 | 0.42971 | -0.42971 | 10.3755 | 45.0748 | 0 | 9.5023 | 9.5023 | 1.1321 | 9.5023 | 0 | 0.44904 | 0 | 0 | 1.4745
2025-12-23 03:00 | 0 | 0 | -84.8172 | 90 | 0 | 0 | 0.23746 | 0.23746 | 0.23746 | 0 | 0 | 0 | 0 | 0 | 0.24996 | 0.23746 | 0 | 0 | 5.143 | 1.0448 | 0 | 0.24996 | -0.24996 | 10.096 | 43.8607 | 0 | 5.5275 | 5.5275 | 0.65852 | 5.5275 | 0 | 0.26121 | 0 | 0 | 1.0448
2025-12-23 04:00 | 0 | 0 | -78.2028 | 90 | 0 | 0 | 0.41482 | 0.41482 | 0.41482 | 0 | 0 | 5.5511e-17 | 0 | 0 | 0.43665 | 0.41482 | 0 | 0 | 5.143 | 0.79486 | 0 | 0.43665 | -0.43665 | 9.6078 | 41.7398 | 0 | 9.6559 | 9.6559 | 1.1504 | 9.6559 | 0 | 0.4563 | 0 | 0 | 0.79486
2025-12-23 05:00 | 0 | 0 | -71.6279 | 90 | 0 | 0 | 0.34872 | 0.34029 | 0.34029 | 0 | 0 | 0.0084307 | 0.043303 | 0 | 0.3582 | 0.34029 | 0 | 0 | 5.143 | 0.3582 | 0 | 0.3582 | -0.3582 | 9.2074 | 40 | 0 | 8.1173 | 8.1173 | 0.96707 | 8.1173 | 0 | 0.3836 | 0 | 0 | 0.3582
2025-12-23 06:00 | 0.0016381 | 0 | -64.533 | 90 | 0 | 0 | 0.43296 | 0 | 0 | 0 | 0 | 0.43296 | 0.47625 | 0 | 0 | 0 | 0 | 0 | 5.143 | 0 | 0 | 0 | 0 | 9.2074 | 40 | 0 | 10.0781 | 10.0781 | 1.2007 | 10.0781 | 0 | 0.47625 | 0 | 0 | 0
2025-12-23 07:00 | 0.10184 | 7.5825 | -56.4174 | 66.4403 | 0.22213 | 0.70642 | 0.34544 | 0.34544 | 0.34544 | 204.5013 | 0 | 0 | 0.24576 | 0.70642 | 0.36362 | 0.34544 | 0 | 0 | 5.143 | 0 | 0.3428 | 0 | 0.3428 | 9.514 | 41.332 | 0 | 8.0408 | 8.0408 | 0.95795 | 8.0408 | 0 | 0.37998 | 0.56514 | 0 | 0.70642
2025-12-23 08:00 | 0.36448 | 17.6016 | -46.7454 | 53.1431 | 0.71064 | 2.26 | 0.44949 | 0.44949 | 0.44949 | 502.7772 | 0 | 0 | 0 | 2.26 | 0.47315 | 0.44949 | 0 | 0 | 5.143 | 0.27424 | 1.7868 | 0 | 1.7868 | 11.1121 | 48.275 | 0 | 10.463 | 10.463 | 1.2465 | 10.463 | 0 | 0.49444 | 1.808 | 0 | 2.5342
2025-12-23 09:00 | 0.52548 | 25.978 | -34.9765 | 40.6188 | 0.89873 | 2.8581 | 0.19764 | 0.19764 | 0.19764 | 1446.094 | 0 | 0 | 0 | 2.8581 | 0.20805 | 0.19764 | 0 | 0 | 5.143 | 1.7037 | 2.6501 | 0 | 2.6501 | 13.4824 | 58.5724 | 0 | 4.6006 | 4.6006 | 0.5481 | 4.6006 | 0 | 0.21741 | 2.2865 | 0 | 4.5618
2025-12-23 10:00 | 0.50931 | 31.9781 | -20.8063 | 29.9376 | 0.79311 | 2.5222 | 0.2729 | 0.2729 | 0.2729 | 924.2228 | 0 | 0 | 0 | 2.5222 | 0.28727 | 0.2729 | 0 | 0 | 4.5489 | 3.8237 | 2.235 | 0 | 2.235 | 15.4814 | 67.2568 | 0 | 6.3525 | 6.3525 | 0.75681 | 6.3525 | 0 | 0.30019 | 2.0178 | 0 | 6.346
2025-12-23 11:00 | 0.68222 | 34.8107 | -4.6639 | 23.7906 | 1.0821 | 3.4412 | 0.2128 | 0.2128 | 0.2128 | 1617.092 | 0 | 0 | 0 | 3.4412 | 0.224 | 0.2128 | 0 | 0 | 3.3733 | 5.6117 | 3.2172 | 0 | 3.2172 | 18.359 | 79.7579 | 0 | 4.9535 | 4.9535 | 0.59014 | 4.9535 | 0 | 0.23408 | 2.753 | 0 | 9.0529
2025-12-23 12:00 | 0.54638 | 33.9887 | 11.9964 | 25.6935 | 0.84467 | 2.6862 | 0.47222 | 0.47222 | 0.47222 | 568.8443 | 0.66108 | 0 | 0 | 2.6862 | 0.49707 | 0.47222 | 0 | 0 | 1.528 | 6.0061 | 1.528 | 0 | 1.528 | 19.7257 | 85.6955 | 0 | 10.9927 | 10.9927 | 1.3096 | 10.9927 | 0 | 0.51944 | 2.149 | 0 | 8.6923
2025-12-23 13:00 | 0.44379 | 29.6622 | 27.3849 | 34.3286 | 0.67884 | 2.1588 | 0.50413 | 0.50413 | 0.50413 | 428.2328 | 0.59659 | 0 | 0 | 2.1588 | 0.53066 | 0.50413 | 0 | 0 | 1.0316 | 6.0061 | 1.0316 | 0 | 1.0316 | 20.6484 | 89.7039 | 0 | 11.7355 | 11.7355 | 1.3981 | 11.7355 | 0 | 0.55454 | 1.7271 | 0 | 8.165
2025-12-23 14:00 | 0.4222 | 22.5079 | 40.486 | 46.0341 | 0.751 | 2.3883 | 0.60493 | 0.60493 | 0.60493 | 394.8085 | 1.009 | 0 | 0 | 2.3883 | 0.63677 | 0.60493 | 0 | 0 | 0.74251 | 6.0061 | 0.74251 | 0 | 0.74251 | 21.3125 | 92.5891 | 0 | 14.082 | 14.082 | 1.6777 | 14.082 | 0 | 0.66542 | 1.9106 | 0 | 8.3945
2025-12-23 15:00 | 0.1982 | 13.323 | 51.2641 | 58.9802 | 0.37856 | 1.2039 | 0.75865 | 0.75865 | 0.75865 | 158.6871 | 0 | 0 | 0 | 1.2039 | 0.79858 | 0.75865 | 0 | 0 | 0.53445 | 6.0061 | 0.4053 | 0 | 0.4053 | 21.675 | 94.164 | 0 | 17.6606 | 17.6606 | 2.104 | 17.6606 | 0 | 0.83452 | 0.96311 | 0 | 7.21
2025-12-23 16:00 | 0.048223 | 2.7603 | 60.1767 | 72.4631 | 0.19937 | 0.63402 | 0.73967 | 0.73967 | 0.73967 | 85.7167 | 0 | 1.1102e-16 | 0 | 0.63402 | 0.7786 | 0.73967 | 0 | 0 | 0.47735 | 6.0061 | 0 | 0.14458 | -0.14458 | 21.5134 | 93.4617 | 0 | 17.2187 | 17.2187 | 2.0514 | 17.2187 | 0 | 0.81364 | 0.50722 | 0 | 6.6402
2025-12-23 17:00 | 0 | 0 | 67.7764 | 90 | 0 | 0 | 0.54264 | 0.54264 | 0.54264 | 0 | 0 | 0 | 0 | 0 | 0.5712 | 0.54264 | 0 | 0 | 0.75933 | 6.0061 | 0 | 0.5712 | -0.5712 | 20.8748 | 90.6873 | 0 | 12.6321 | 12.6321 | 1.5049 | 12.6321 | 0 | 0.59691 | 0 | 0 | 6.0061
2025-12-23 18:00 | 0 | 0 | 74.5788 | 90 | 0 | 0 | 0.69531 | 0.69531 | 0.69531 | 0 | 0 | 1.1102e-16 | 0 | 0 | 0.7319 | 0.69531 | 0 | 0 | 1.316 | 6.0061 | 0 | 0.7319 | -0.7319 | 20.0565 | 87.1324 | 0 | 16.186 | 16.186 | 1.9283 | 16.186 | 0 | 0.76484 | 0 | 0 | 6.0061
2025-12-23 19:00 | 0 | 0 | 81.0919 | 90 | 0 | 0 | 0.66914 | 0.66914 | 0.66914 | 0 | 0 | 0 | 0 | 0 | 0.70436 | 0.66914 | 0 | 0 | 1.9036 | 6.0061 | 0 | 0.70436 | -0.70436 | 19.269 | 83.7112 | 0 | 15.5769 | 15.5769 | 1.8558 | 15.5769 | 0 | 0.73606 | 0 | 0 | 6.0061
2025-12-23 20:00 | 0 | 0 | 87.9722 | 90 | 0 | 0 | 0.5543 | 0.5543 | 0.5543 | 0 | 0 | 1.1102e-16 | 0 | 0 | 0.58347 | 0.5543 | 0 | 0 | 2.3923 | 6.0061 | 0 | 0.58347 | -0.58347 | 18.6166 | 80.8772 | 0 | 12.9034 | 12.9034 | 1.5373 | 12.9034 | 0 | 0.60973 | 0 | 0 | 6.0061
2025-12-23 21:00 | 0 | 0 | 96.516 | 90 | 0 | 0 | 0.59181 | 0.59181 | 0.59181 | 0 | 0 | 1.1102e-16 | 0 | 0 | 0.62296 | 0.59181 | 0 | 0 | 2.7444 | 6.0061 | 0 | 0.62296 | -0.62296 | 17.9201 | 77.8514 | 0 | 13.7767 | 13.7767 | 1.6413 | 13.7767 | 0 | 0.65099 | 0 | 0 | 6.0061
2025-12-23 22:00 | 0 | 0 | 110.9225 | 90 | 0 | 0 | 0.78486 | 0.78486 | 0.78486 | 0 | 0 | 0 | 0 | 0 | 0.82617 | 0.78486 | 0 | 0 | 3.1381 | 6.0061 | 0 | 0.82617 | -0.82617 | 16.9964 | 73.8385 | 0 | 18.2707 | 18.2707 | 2.1767 | 18.2707 | 0 | 0.86335 | 0 | 0 | 6.0061
2025-12-23 23:00 | 0 | 0 | 154.5984 | 90 | 0 | 0 | 0.89129 | 0.89129 | 0.89129 | 0 | 0 | 1.1102e-16 | 0 | 0 | 0.9382 | 0.89129 | 0 | 0 | 3.7108 | 6.0061 | 0 | 0.9382 | -0.9382 | 15.9475 | 69.2816 | 0 | 20.7482 | 20.7482 | 2.4719 | 20.7482 | 0 | 0.98042 | 0 | 0 | 6.0061
2025-12-24 | 0 | 0 | -128.0975 | 90 | 0 | 0 | 0.41634 | 0.41634 | 0.41634 | 0 | 0 | 5.5511e-17 | 0 | 0 | 0.43826 | 0.41634 | 0 | 0 | 4.3512 | 6.0061 | 0 | 0.43826 | -0.43826 | 15.4575 | 67.1529 | 0 | 9.6914 | 9.6914 | 1.1546 | 9.6914 | 0 | 0.45798 | 0 | 0 | 6.0061
2025-12-24 01:00 | 0 | 0 | -103.3513 | 90 | 0 | 0 | 0.33029 | 0.33029 | 0.33029 | 0 | 0 | 5.5511e-17 | 0 | 0 | 0.34767 | 0.33029 | 0 | 0 | 4.5114 | 5.5903 | 0 | 0.34767 | -0.34767 | 15.0688 | 65.4642 | 0 | 7.6882 | 7.6882 | 0.91594 | 7.6882 | 0 | 0.36332 | 0 | 0 | 5.5903
2025-12-24 02:00 | 0 | 0 | -92.4618 | 90 | 0 | 0 | 0.21286 | 0.21286 | 0.21286 | 0 | 0 | 2.7756e-17 | 0 | 0 | 0.22406 | 0.21286 | 0 | 0 | 4.6538 | 5.2426 | 0 | 0.22406 | -0.22406 | 14.8183 | 64.3759 | 0 | 4.9547 | 4.9547 | 0.59029 | 4.9547 | 0 | 0.23414 | 0 | 0 | 5.2426
2025-12-24 03:00 | 0 | 0 | -84.8855 | 90 | 0 | 0 | 0.39903 | 0.39903 | 0.39903 | 0 | 0 | 5.5511e-17 | 0 | 0 | 0.42003 | 0.39903 | 0 | 0 | 4.7269 | 5.0186 | 0 | 0.42003 | -0.42003 | 14.3487 | 62.3358 | 0 | 9.2884 | 9.2884 | 1.1066 | 9.2884 | 0 | 0.43893 | 0 | 0 | 5.0186
2025-12-24 04:00 | 0 | 0 | -78.2657 | 90 | 0 | 0 | 0.30941 | 0.30941 | 0.30941 | 0 | 0 | 0 | 0 | 0 | 0.32569 | 0.30941 | 0 | 0 | 5.0132 | 4.5986 | 0 | 0.32569 | -0.32569 | 13.9846 | 60.7539 | 0 | 7.2021 | 7.2021 | 0.85803 | 7.2021 | 0 | 0.34035 | 0 | 0 | 4.5986
2025-12-24 05:00 | 0 | 0 | -71.6915 | 90 | 0 | 0 | 0.27665 | 0.27665 | 0.27665 | 0 | 0 | 5.5511e-17 | 0 | 0 | 0.29121 | 0.27665 | 0 | 0 | 5.143 | 4.2729 | 0 | 0.29121 | -0.29121 | 13.659 | 59.3394 | 0 | 6.4397 | 6.4397 | 0.7672 | 6.4397 | 0 | 0.30431 | 0 | 0 | 4.2729
2025-12-24 06:00 | 0.003121 | 0 | -64.6016 | 90 | 0 | 0 | 0.31901 | 0.31901 | 0.31901 | 0 | 0 | 5.5511e-17 | 0 | 0 | 0.3358 | 0.31901 | 0 | 0 | 5.143 | 3.9817 | 0 | 0.3358 | -0.3358 | 13.2835 | 57.7084 | 0 | 7.4258 | 7.4258 | 0.88468 | 7.4258 | 0 | 0.35091 | 0 | 0 | 3.9817
2025-12-24 07:00 | 0.10316 | 7.5075 | -56.4952 | 66.543 | 0.23316 | 0.7415 | 0.35347 | 0.35347 | 0.35347 | 209.7781 | 0 | 0 | 0 | 0.7415 | 0.37207 | 0.35347 | 0 | 0 | 5.143 | 3.6459 | 0.36943 | 0 | 0.36943 | 13.614 | 59.1439 | 0 | 8.2278 | 8.2278 | 0.98022 | 8.2278 | 0 | 0.38881 | 0.5932 | 0 | 4.3873
2025-12-24 08:00 | 0.33258 | 17.5382 | -46.8366 | 53.2403 | 0.64573 | 2.0535 | 0.15144 | 0.15144 | 0.15144 | 1356.047 | 0 | 0 | 0 | 2.0535 | 0.15941 | 0.15144 | 0 | 0 | 5.143 | 3.9414 | 1.8941 | 0 | 1.8941 | 15.3081 | 66.5039 | 0 | 3.525 | 3.525 | 0.41996 | 3.525 | 0 | 0.16658 | 1.6428 | 0 | 5.9949
2025-12-24 09:00 | 0.52003 | 25.9313 | -35.0844 | 40.705 | 0.88931 | 2.8282 | 0.35845 | 0.35845 | 0.35845 | 788.9884 | 0 | 0 | 0 | 2.8282 | 0.37732 | 0.35845 | 0 | 0 | 3.8726 | 5.4567 | 2.4508 | 0 | 2.4508 | 17.5002 | 76.0272 | 0 | 8.3439 | 8.3439 | 0.99406 | 8.3439 | 0 | 0.3943 | 2.2625 | 0 | 8.2849
2025-12-24 10:00 | 0.52976 | 31.9542 | -20.93 | 29.999 | 0.83738 | 2.663 | 0.25039 | 0.25039 | 0.25039 | 1063.562 | 0.048819 | 0 | 0 | 2.663 | 0.26356 | 0.25039 | 0 | 0 | 2.3506 | 6.0061 | 2.3506 | 0 | 2.3506 | 19.6027 | 85.161 | 0 | 5.8283 | 5.8283 | 0.69437 | 5.8283 | 0 | 0.27543 | 2.1304 | 0 | 8.6692
2025-12-24 11:00 | 0.6285 | 34.8147 | -4.7949 | 23.7982 | 0.99279 | 3.1573 | 0.27197 | 0.27197 | 0.27197 | 1160.888 | 1.8008 | 0 | 0 | 3.1573 | 0.28628 | 0.27197 | 0 | 0 | 1.0701 | 6.0061 | 1.0701 | 0 | 1.0701 | 20.5599 | 89.3192 | 0 | 6.3307 | 6.3307 | 0.75422 | 6.3307 | 0 | 0.29917 | 2.5258 | 0 | 9.1634
2025-12-24 12:00 | 0.65607 | 34.0211 | 11.8726 | 25.6364 | 1.045 | 3.3231 | 0.59414 | 0.59414 | 0.59414 | 559.3171 | 1.9275 | 0 | 0 | 3.3231 | 0.62541 | 0.59414 | 0 | 0 | 0.77025 | 6.0061 | 0.77025 | 0 | 0.77025 | 21.2488 | 92.3122 | 0 | 13.8309 | 13.8309 | 1.6478 | 13.8309 | 0 | 0.65356 | 2.6585 | 0 | 9.3293
2025-12-24 13:00 | 0.58297 | 29.7188 | 27.2796 | 34.2383 | 0.9598 | 3.0523 | 0.79979 | 0.79979 | 0.79979 | 381.6397 | 1.656 | 0 | 0 | 3.0523 | 0.84189 | 0.79979 | 0 | 0 | 0.55441 | 6.0061 | 0.55441 | 0 | 0.55441 | 21.7447 | 94.4665 | 0 | 18.6182 | 18.6182 | 2.2181 | 18.6182 | 0 | 0.87977 | 2.4419 | 0 | 9.0585
2025-12-24 14:00 | 0.44474 | 22.582 | 40.4015 | 45.9318 | 0.79225 | 2.5195 | 0.37788 | 0.37788 | 0.37788 | 666.7332 | 1.7227 | 0 | 0 | 2.5195 | 0.39777 | 0.37788 | 0 | 0 | 0.39905 | 6.0061 | 0.39905 | 0 | 0.39905 | 22.1016 | 96.0171 | 0 | 8.7967 | 8.7967 | 1.048 | 8.7967 | 0 | 0.41567 | 2.0156 | 0 | 8.5256
2025-12-24 15:00 | 0.18371 | 13.4087 | 51.1973 | 58.8738 | 0.32258 | 1.0259 | 0.56497 | 0.56497 | 0.56497 | 181.5763 | 0.14392 | 0 | 0 | 1.0259 | 0.59471 | 0.56497 | 0 | 0 | 0.28723 | 6.0061 | 0.28723 | 0 | 0.28723 | 22.3585 | 97.1332 | 0 | 13.1519 | 13.1519 | 1.5669 | 13.1519 | 0 | 0.62147 | 0.82068 | 0 | 7.032
2025-12-24 16:00 | 0.038808 | 2.8536 | 60.123 | 72.3555 | 0.10834 | 0.34453 | 0.86645 | 0.86645 | 0.86645 | 39.7632 | 0 | 0 | 0 | 0.34453 | 0.91205 | 0.86645 | 0 | 0 | 0.20674 | 6.0061 | 0 | 0.56752 | -0.56752 | 21.724 | 94.3767 | 0 | 20.1698 | 20.1698 | 2.403 | 20.1698 | 0 | 0.95309 | 0.27562 | 0 | 6.3507
2025-12-24 17:00 | 0 | 0 | 67.7316 | 90 | 0 | 0 | 0.73072 | 0.73072 | 0.73072 | 0 | 0 | 1.1102e-16 | 0 | 0 | 0.76918 | 0.73072 | 0 | 0 | 0.80622 | 6.0061 | 0 | 0.76918 | -0.76918 | 20.864 | 90.6406 | 0 | 17.0103 | 17.0103 | 2.0265 | 17.0103 | 0 | 0.80379 | 0 | 0 | 6.0061
2025-12-24 18:00 | 0 | 0 | 74.5394 | 90 | 0 | 0 | 0.58249 | 0.58249 | 0.58249 | 0 | 0 | 0 | 0 | 0 | 0.61315 | 0.58249 | 0 | 0 | 1.4481 | 6.0061 | 0 | 0.61315 | -0.61315 | 20.1785 | 87.6625 | 0 | 13.5597 | 13.5597 | 1.6154 | 13.5597 | 0 | 0.64074 | 0 | 0 | 6.0061
2025-12-24 19:00 | 0 | 0 | 81.0543 | 90 | 0 | 0 | 0.44509 | 0.44509 | 0.44509 | 0 | 0 | 5.5511e-17 | 0 | 0 | 0.46851 | 0.44509 | 0 | 0 | 1.8583 | 6.0061 | 0 | 0.46851 | -0.46851 | 19.6547 | 85.3869 | 0 | 10.3611 | 10.3611 | 1.2344 | 10.3611 | 0 | 0.4896 | 0 | 0 | 6.0061
2025-12-24 20:00 | 0 | 0 | 87.931 | 90 | 0 | 0 | 0.76997 | 0.76997 | 0.76997 | 0 | 0 | 1.1102e-16 | 0 | 0 | 0.81049 | 0.76997 | 0 | 0 | 2.1227 | 6.0061 | 0 | 0.81049 | -0.81049 | 18.7485 | 81.4502 | 0 | 17.924 | 17.924 | 2.1354 | 17.924 | 0 | 0.84697 | 0 | 0 | 6.0061
2025-12-24 21:00 | 0 | 0 | 96.4581 | 90 | 0 | 0 | 0.57238 | 0.57238 | 0.57238 | 0 | 0 | 0 | 0 | 0 | 0.60251 | 0.57238 | 0 | 0 | 2.7092 | 6.0061 | 0 | 0.60251 | -0.60251 | 18.0749 | 78.5237 | 0 | 13.3244 | 13.3244 | 1.5874 | 13.3244 | 0 | 0.62962 | 0 | 0 | 6.0061
2025-12-24 22:00 | 0 | 0 | 110.7906 | 90 | 0 | 0 | 0.79495 | 0.79495 | 0.79495 | 0 | 0 | 0 | 0 | 0 | 0.83679 | 0.79495 | 0 | 0 | 3.0631 | 6.0061 | 0 | 0.83679 | -0.83679 | 17.1394 | 74.4593 | 0 | 18.5055 | 18.5055 | 2.2047 | 18.5055 | 0 | 0.87445 | 0 | 0 | 6.0061
2025-12-24 23:00 | 0 | 0 | 154.0026 | 90 | 0 | 0 | 0.38881 | 0.38881 | 0.38881 | 0 | 0 | 5.5511e-17 | 0 | 0 | 0.40928 | 0.38881 | 0 | 0 | 3.639 | 6.0061 | 0 | 0.40928 | -0.40928 | 16.6818 | 72.4714 | 0 | 9.0511 | 9.0511 | 1.0783 | 9.0511 | 0 | 0.42769 | 0 | 0 | 6.0061
2025-12-25 | 0 | 0 | -128.501 | 90 | 0 | 0 | 0.35214 | 0.35214 | 0.35214 | 0 | 0 | 0 | 0 | 0 | 0.37067 | 0.35214 | 0 | 0 | 3.8006 | 6.0061 | 0 | 0.37067 | -0.37067 | 16.2673 | 70.671 | 0 | 8.1969 | 8.1969 | 0.97655 | 8.1969 | 0 | 0.38735 | 0 | 0 | 6.0061
2025-12-25 01:00 | 0 | 0 | -103.5062 | 90 | 0 | 0 | 0.39151 | 0.39151 | 0.39151 | 0 | 0 | 5.5511e-17 | 0 | 0 | 0.41211 | 0.39151 | 0 | 0 | 3.9799 | 6.0061 | 0 | 0.41211 | -0.41211 | 15.8066 | 68.6693 | 0 | 9.1133 | 9.1133 | 1.0857 | 9.1133 | 0 | 0.43066 | 0 | 0 | 6.0061
2025-12-25 02:00 | 0 | 0 | -92.5583 | 90 | 0 | 0 | 0.44627 | 0.44627 | 0.44627 | 0 | 0 | 0 | 0 | 0 | 0.46976 | 0.44627 | 0 | 0 | 4.2254 | 5.9025 | 0 | 0.46976 | -0.46976 | 15.2814 | 66.3876 | 0 | 10.388 | 10.388 | 1.2376 | 10.388 | 0 | 0.4909 | 0 | 0 | 5.9025
2025-12-25 03:00 | 0 | 0 | -84.9623 | 90 | 0 | 0 | 0.41585 | 0.41585 | 0.41585 | 0 | 0 | 5.5511e-17 | 0 | 0 | 0.43774 | 0.41585 | 0 | 0 | 4.5288 | 5.4328 | 0 | 0.43774 | -0.43774 | 14.792 | 64.2615 | 0 | 9.6799 | 9.6799 | 1.1532 | 9.6799 | 0 | 0.45744 | 0 | 0 | 5.4328
2025-12-25 04:00 | 0 | 0 | -78.3358 | 90 | 0 | 0 | 0.3527 | 0.3527 | 0.3527 | 0 | 0 | 5.5511e-17 | 0 | 0 | 0.37127 | 0.3527 | 0 | 0 | 4.7973 | 4.995 | 0 | 0.37127 | -0.37127 | 14.3769 | 62.4582 | 0 | 8.21 | 8.21 | 0.97811 | 8.21 | 0 | 0.38797 | 0 | 0 | 4.995
2025-12-25 05:00 | 0 | 0 | -71.7614 | 90 | 0 | 0 | 0.49423 | 0.49423 | 0.49423 | 0 | 0 | 5.5511e-17 | 0 | 0 | 0.52025 | 0.49423 | 0 | 0 | 5.0085 | 4.6238 | 0 | 0.52025 | -0.52025 | 13.7952 | 59.9313 | 0 | 11.5044 | 11.5044 | 1.3706 | 11.5044 | 0 | 0.54366 | 0 | 0 | 4.6238
2025-12-25 06:00 | 0.0026982 | 0 | -64.676 | 90 | 0 | 0 | 0.37738 | 0.37738 | 0.37738 | 0 | 0 | 5.5511e-17 | 0 | 0 | 0.39724 | 0.37738 | 0 | 0 | 5.143 | 4.1035 | 0 | 0.39724 | -0.39724 | 13.3511 | 58.0018 | 0 | 8.7844 | 8.7844 | 1.0465 | 8.7844 | 0 | 0.41512 | 0 | 0 | 4.1035
2025-12-25 07:00 | 0.086797 | 7.4367 | -56.5784 | 66.6445 | 0.15588 | 0.49571 | 0.4598 | 0.4598 | 0.4598 | 107.8118 | 0 | 0 | 0 | 0.49571 | 0.484 | 0.4598 | 0 | 0 | 5.143 | 3.7063 | 0.011719 | 0 | 0.011719 | 13.3616 | 58.0474 | 0 | 10.7028 | 10.7028 | 1.2751 | 10.7028 | 0 | 0.50577 | 0.39657 | 0 | 4.202
2025-12-25 08:00 | 0.191 | 17.4798 | -46.9327 | 53.3354 | 0.24823 | 0.78943 | 0.46323 | 0.46323 | 0.46323 | 170.4174 | 0 | 0 | 0 | 0.78943 | 0.48761 | 0.46323 | 0 | 0 | 5.143 | 3.7156 | 0.30182 | 0 | 0.30182 | 13.6315 | 59.2201 | 0 | 10.7828 | 10.7828 | 1.2846 | 10.7828 | 0 | 0.50955 | 0.63154 | 0 | 4.5051
2025-12-25 09:00 | 0.42119 | 25.8903 | -35.1962 | 40.7878 | 0.69243 | 2.202 | 0.47436 | 0.47436 | 0.47436 | 464.2109 | 0 | 0 | 0 | 2.202 | 0.49933 | 0.47436 | 0 | 0 | 5.143 | 3.9571 | 1.7027 | 0 | 1.7027 | 15.1545 | 65.8364 | 0 | 11.0419 | 11.0419 | 1.3155 | 11.0419 | 0 | 0.5218 | 1.7616 | 0 | 6.1591
2025-12-25 10:00 | 0.48423 | 31.9367 | -21.0564 | 30.0555 | 0.7365 | 2.3422 | 0.38909 | 0.38909 | 0.38909 | 601.9695 | 0 | 0 | 0 | 2.3422 | 0.40956 | 0.38909 | 0 | 0 | 3.9931 | 5.3193 | 1.9326 | 0 | 1.9326 | 16.8831 | 73.346 | 0 | 9.0569 | 9.0569 | 1.079 | 9.0569 | 0 | 0.428 | 1.8737 | 0 | 7.6615
2025-12-25 11:00 | 0.59695 | 34.8253 | -4.9266 | 23.7995 | 0.93573 | 2.9758 | 0.49059 | 0.49059 | 0.49059 | 606.5642 | 0 | 0 | 0 | 2.9758 | 0.51641 | 0.49059 | 0 | 0 | 2.8233 | 6.0061 | 2.4594 | 0 | 2.4594 | 19.0828 | 82.9023 | 0 | 11.4197 | 11.4197 | 1.3605 | 11.4197 | 0 | 0.53965 | 2.3806 | 0 | 8.9819
2025-12-25 12:00 | 0.46422 | 34.0602 | 11.7502 | 25.5734 | 0.65608 | 2.0864 | 0.84454 | 0.84454 | 0.84454 | 247.0484 | 0 | 0 | 0 | 2.0864 | 0.88899 | 0.84454 | 0 | 0 | 1.3922 | 6.0061 | 1.1974 | 0 | 1.1974 | 20.1538 | 87.5552 | 0 | 19.66 | 19.66 | 2.3422 | 19.66 | 0 | 0.929 | 1.6691 | 0 | 8.0926
2025-12-25 13:00 | 0.49835 | 29.7815 | 27.1773 | 34.1437 | 0.80174 | 2.5497 | 0.62804 | 0.62804 | 0.62804 | 405.973 | 0.90592 | 0 | 0 | 2.5497 | 0.66109 | 0.62804 | 0 | 0 | 0.98265 | 6.0061 | 0.98265 | 0 | 0.98265 | 21.0327 | 91.3735 | 0 | 14.62 | 14.62 | 1.7418 | 14.62 | 0 | 0.69084 | 2.0397 | 0 | 8.5558
2025-12-25 14:00 | 0.46078 | 22.6615 | 40.3213 | 45.8267 | 0.82116 | 2.6114 | 0.78332 | 0.78332 | 0.78332 | 333.3787 | 1.1648 | 0 | 0 | 2.6114 | 0.82455 | 0.78332 | 0 | 0 | 0.62211 | 6.0061 | 0.62211 | 0 | 0.62211 | 21.5892 | 93.7908 | 0 | 18.2348 | 18.2348 | 2.1724 | 18.2348 | 0 | 0.86165 | 2.0891 | 0 | 8.6176
2025-12-25 15:00 | 0.17355 | 13.4993 | 51.1355 | 58.7655 | 0.2837 | 0.90221 | 0.78438 | 0.78438 | 0.78438 | 115.0221 | 0 | 0 | 0 | 0.90221 | 0.82567 | 0.78438 | 0 | 0 | 0.44778 | 6.0061 | 0.076548 | 0 | 0.076548 | 21.6576 | 94.0883 | 0 | 18.2595 | 18.2595 | 2.1754 | 18.2595 | 0 | 0.86282 | 0.72177 | 0 | 6.9084
2025-12-25 16:00 | 0.018552 | 2.951 | 60.0748 | 72.2469 | 0.019571 | 0.062239 | 0.61081 | 0.61081 | 0.61081 | 10.1896 | 0 | 1.1102e-16 | 0 | 0.062239 | 0.64296 | 0.61081 | 0 | 0 | 0.58869 | 6.0061 | 0 | 0.58072 | -0.58072 | 21.0084 | 91.2676 | 0 | 14.219 | 14.219 | 1.694 | 14.219 | 0 | 0.67189 | 0.049791 | 0 | 6.0684
2025-12-25 17:00 | 0 | 0 | 67.6928 | 90 | 0 | 0 | 0.84011 | 0.84011 | 0.84011 | 0 | 0 | 1.1102e-16 | 0 | 0 | 0.88432 | 0.84011 | 0 | 0 | 1.2047 | 6.0061 | 0 | 0.88432 | -0.88432 | 20.0196 | 86.9723 | 0 | 19.5567 | 19.5567 | 2.3299 | 19.5567 | 0 | 0.92412 | 0 | 0 | 6.0061
2025-12-25 18:00 | 0 | 0 | 74.5066 | 90 | 0 | 0 | 0.87747 | 0.87747 | 0.87747 | 0 | 0 | 1.1102e-16 | 0 | 0 | 0.92365 | 0.87747 | 0 | 0 | 1.9498 | 6.0061 | 0 | 0.92365 | -0.92365 | 18.987 | 82.4861 | 0 | 20.4264 | 20.4264 | 2.4335 | 20.4264 | 0 | 0.96521 | 0 | 0 | 6.0061
2025-12-25 19:00 | 0 | 0 | 81.0242 | 90 | 0 | 0 | 0.58156 | 0.58156 | 0.58156 | 0 | 0 | 1.1102e-16 | 0 | 0 | 0.61216 | 0.58156 | 0 | 0 | 2.6208 | 6.0061 | 0 | 0.61216 | -0.61216 | 18.3026 | 79.5127 | 0 | 13.5379 | 13.5379 | 1.6129 | 13.5379 | 0 | 0.63971 | 0 | 0 | 6.0061
2025-12-25 20:00 | 0 | 0 | 87.8991 | 90 | 0 | 0 | 0.53463 | 0.53463 | 0.53463 | 0 | 0 | 0 | 0 | 0 | 0.56277 | 0.53463 | 0 | 0 | 2.9583 | 6.0061 | 0 | 0.56277 | -0.56277 | 17.6734 | 76.7793 | 0 | 12.4456 | 12.4456 | 1.4827 | 12.4456 | 0 | 0.58809 | 0 | 0 | 6.0061
2025-12-25 21:00 | 0 | 0 | 96.4126 | 90 | 0 | 0 | 1.0473 | 1.0473 | 1.0473 | 0 | 0 | 2.2204e-16 | 0 | 0 | 1.1024 | 1.0473 | 0 | 0 | 3.2761 | 6.0061 | 0 | 1.1024 | -1.1024 | 16.4409 | 71.4249 | 0 | 24.3791 | 24.3791 | 2.9044 | 24.3791 | 0 | 1.152 | 0 | 0 | 6.0061
2025-12-25 22:00 | 0 | 0 | 110.6783 | 90 | 0 | 0 | 0.72881 | 0.72881 | 0.72881 | 0 | 0 | 0 | 0 | 0 | 0.76717 | 0.72881 | 0 | 0 | 4.0962 | 6.0061 | 0 | 0.76717 | -0.76717 | 15.5831 | 67.6986 | 0 | 16.9659 | 16.9659 | 2.0213 | 16.9659 | 0 | 0.80169 | 0 | 0 | 6.0061
2025-12-25 23:00 | 0 | 0 | 153.4318 | 90 | 0 | 0 | 0.90014 | 0.90014 | 0.90014 | 0 | 0 | 0 | 0 | 0 | 0.94752 | 0.90014 | 0 | 0 | 4.5404 | 5.7027 | 0 | 0.94752 | -0.94752 | 14.5238 | 63.0964 | 0 | 20.9542 | 20.9542 | 2.4964 | 20.9542 | 0 | 0.99016 | 0 | 0 | 5.7027
2025-12-26 | 0 | 0 | -128.9315 | 90 | 0 | 0 | 0.35694 | 0.35694 | 0.35694 | 0 | 0 | 5.5511e-17 | 0 | 0 | 0.37572 | 0.35694 | 0 | 0 | 5.143 | 4.7551 | 0 | 0.37572 | -0.37572 | 14.1037 | 61.2714 | 0 | 8.3086 | 8.3086 | 0.98985 | 8.3086 | 0 | 0.39263 | 0 | 0 | 4.7551
2025-12-26 01:00 | 0 | 0 | -103.6773 | 90 | 0 | 0 | 0.31613 | 0.31613 | 0.31613 | 0 | 0 | 0 | 0 | 0 | 0.33277 | 0.31613 | 0 | 0 | 5.143 | 4.3794 | 0 | 0.33277 | -0.33277 | 13.7317 | 59.6551 | 0 | 7.3587 | 7.3587 | 0.87669 | 7.3587 | 0 | 0.34775 | 0 | 0 | 4.3794
2025-12-26 02:00 | 0 | 0 | -92.6658 | 90 | 0 | 0 | 0.29295 | 0.29295 | 0.29295 | 0 | 0 | 0 | 0 | 0 | 0.30837 | 0.29295 | 0 | 0 | 5.143 | 4.0466 | 0 | 0.30837 | -0.30837 | 13.3869 | 58.1573 | 0 | 6.8192 | 6.8192 | 0.81241 | 6.8192 | 0 | 0.32225 | 0 | 0 | 4.0466
2025-12-26 03:00 | 0 | 0 | -85.0476 | 90 | 0 | 0 | 0.33087 | 0.33087 | 0.33087 | 0 | 0 | 5.5511e-17 | 0 | 0 | 0.34829 | 0.33087 | 0 | 0 | 5.143 | 3.7383 | 0 | 0.34829 | -0.34829 | 12.9975 | 56.4656 | 0 | 7.7018 | 7.7018 | 0.91757 | 7.7018 | 0 | 0.36396 | 0 | 0 | 3.7383
2025-12-26 04:00 | 0 | 0 | -78.413 | 90 | 0 | 0 | 0.23265 | 0.23265 | 0.23265 | 0 | 0 | 2.7756e-17 | 0 | 0 | 0.2449 | 0.23265 | 0 | 0 | 5.143 | 3.39 | 0 | 0.2449 | -0.2449 | 12.7237 | 55.2761 | 0 | 5.4155 | 5.4155 | 0.64518 | 5.4155 | 0 | 0.25592 | 0 | 0 | 3.39
2025-12-26 05:00 | 0 | 0 | -71.8376 | 90 | 0 | 0 | 0.32081 | 0.32081 | 0.32081 | 0 | 0 | 5.5511e-17 | 0 | 0 | 0.33769 | 0.32081 | 0 | 0 | 5.143 | 3.1451 | 0 | 0.33769 | -0.33769 | 12.3461 | 53.6359 | 0 | 7.4675 | 7.4675 | 0.88965 | 7.4675 | 0 | 0.35289 | 0 | 0 | 3.1451
2025-12-26 06:00 | 0.0026301 | 0 | -64.7562 | 90 | 0 | 0 | 0.1975 | 0.1975 | 0.1975 | 0 | 0 | 2.7756e-17 | 0 | 0 | 0.20789 | 0.1975 | 0 | 0 | 5.143 | 2.8074 | 0 | 0.20789 | -0.20789 | 12.1137 | 52.6262 | 0 | 4.5972 | 4.5972 | 0.54769 | 4.5972 | 0 | 0.21725 | 0 | 0 | 2.8074
2025-12-26 07:00 | 0.12026 | 7.3703 | -56.6669 | 66.7447 | 0.33152 | 1.0543 | 0.37977 | 0.37977 | 0.37977 | 277.616 | 0 | 0 | 0 | 1.0543 | 0.39976 | 0.37977 | 0 | 0 | 5.143 | 2.5995 | 0.65454 | 0 | 0.65454 | 12.6991 | 55.1695 | 0 | 8.84 | 8.84 | 1.0532 | 8.84 | 0 | 0.41774 | 0.84344 | 0 | 3.6538
2025-12-26 08:00 | 0.36002 | 17.4264 | -47.0336 | 53.4282 | 0.70388 | 2.2384 | 0.43049 | 0.43049 | 0.43049 | 519.9821 | 0 | 0 | 0 | 2.2384 | 0.45314 | 0.43049 | 0 | 0 | 5.143 | 3.1231 | 1.7853 | 0 | 1.7853 | 14.296 | 62.1067 | 0 | 10.0206 | 10.0206 | 1.1938 | 10.0206 | 0 | 0.47353 | 1.7908 | 0 | 5.3616
2025-12-26 09:00 | 0.52818 | 25.855 | -35.3121 | 40.8673 | 0.9044 | 2.8761 | 0.29797 | 0.29797 | 0.29797 | 965.2502 | 0 | 0 | 0 | 2.8761 | 0.31365 | 0.29797 | 0 | 0 | 4.4261 | 4.5514 | 2.5625 | 0 | 2.5625 | 16.5879 | 72.0638 | 0 | 6.9359 | 6.9359 | 0.82632 | 6.9359 | 0 | 0.32777 | 2.3009 | 0 | 7.4275
2025-12-26 10:00 | 0.58672 | 31.9255 | -21.1854 | 30.1071 | 0.9457 | 3.0075 | 0.31714 | 0.31714 | 0.31714 | 948.323 | 0 | 0 | 0 | 3.0075 | 0.33383 | 0.31714 | 0 | 0 | 2.8297 | 6.0061 | 2.6737 | 0 | 2.6737 | 18.9793 | 82.4528 | 0 | 7.3821 | 7.3821 | 0.87948 | 7.3821 | 0 | 0.34885 | 2.406 | 0 | 9.0136
2025-12-26 11:00 | 0.60886 | 34.8426 | -5.059 | 23.7946 | 0.95743 | 3.0448 | 0.34041 | 0.34041 | 0.34041 | 894.4433 | 1.3528 | 0 | 0 | 3.0448 | 0.35833 | 0.34041 | 0 | 0 | 1.3337 | 6.0061 | 1.3337 | 0 | 1.3337 | 20.1722 | 87.6351 | 0 | 7.9239 | 7.9239 | 0.94402 | 7.9239 | 0 | 0.37445 | 2.4358 | 0 | 9.051
2025-12-26 12:00 | 0.57655 | 34.1059 | 11.6294 | 25.5044 | 0.90428 | 2.8758 | 0.47735 | 0.47735 | 0.47735 | 602.4511 | 1.4816 | 0 | 0 | 2.8758 | 0.50247 | 0.47735 | 0 | 0 | 0.8917 | 6.0061 | 0.8917 | 0 | 0.8917 | 20.9698 | 91.1 | 0 | 11.112 | 11.112 | 1.3238 | 11.112 | 0 | 0.52508 | 2.3006 | 0 | 8.8819
2025-12-26 13:00 | 0.61677 | 29.8504 | 27.0784 | 34.0449 | 1.0165 | 3.2327 | 0.75812 | 0.75812 | 0.75812 | 426.4089 | 1.7929 | 0 | 0 | 3.2327 | 0.79803 | 0.75812 | 0 | 0 | 0.64183 | 6.0061 | 0.64183 | 0 | 0.64183 | 21.5438 | 93.594 | 0 | 17.6483 | 17.6483 | 2.1025 | 17.6483 | 0 | 0.83394 | 2.5862 | 0 | 9.2389
2025-12-26 14:00 | 0.48232 | 22.7465 | 40.2456 | 45.7188 | 0.86031 | 2.7359 | 0.52535 | 0.52535 | 0.52535 | 520.7815 | 1.721 | 0 | 0 | 2.7359 | 0.553 | 0.52535 | 0 | 0 | 0.46198 | 6.0061 | 0.46198 | 0 | 0.46198 | 21.957 | 95.3891 | 0 | 12.2296 | 12.2296 | 1.457 | 12.2296 | 0 | 0.57789 | 2.1888 | 0 | 8.7421
2025-12-26 15:00 | 0.22465 | 13.5945 | 51.0788 | 58.6555 | 0.46051 | 1.4645 | 0.80712 | 0.80712 | 0.80712 | 181.4479 | 0.28238 | 0 | 0 | 1.4645 | 0.8496 | 0.80712 | 0 | 0 | 0.33252 | 6.0061 | 0.33252 | 0 | 0.33252 | 22.2544 | 96.6811 | 0 | 18.7888 | 18.7888 | 2.2384 | 18.7888 | 0 | 0.88783 | 1.1716 | 0 | 7.4707
2025-12-26 16:00 | 0.059978 | 3.0525 | 60.0321 | 72.1374 | 0.28148 | 0.89514 | 0.53733 | 0.53733 | 0.53733 | 166.5905 | 0.090189 | 0 | 0 | 0.89514 | 0.56561 | 0.53733 | 0 | 0 | 0.23934 | 6.0061 | 0.23934 | 0 | 0.23934 | 22.4685 | 97.6112 | 0 | 12.5084 | 12.5084 | 1.4902 | 12.5084 | 0 | 0.59106 | 0.71611 | 0 | 6.9013
2025-12-26 17:00 | 0 | 0 | 67.6599 | 90 | 0 | 0 | 0.50533 | 0.50533 | 0.50533 | 0 | 0 | 0 | 0 | 0 | 0.53192 | 0.50533 | 0 | 0 | 0.17227 | 6.0061 | 0 | 0.53192 | -0.53192 | 21.8738 | 95.0275 | 0 | 11.7635 | 11.7635 | 1.4015 | 11.7635 | 0 | 0.55586 | 0 | 0 | 6.0061
2025-12-26 18:00 | 0 | 0 | 74.4803 | 90 | 0 | 0 | 0.5653 | 0.5653 | 0.5653 | 0 | 0 | 0 | 0 | 0 | 0.59506 | 0.5653 | 0 | 0 | 0.72474 | 6.0061 | 0 | 0.59506 | -0.59506 | 21.2085 | 92.1372 | 0 | 13.1596 | 13.1596 | 1.5678 | 13.1596 | 0 | 0.62184 | 0 | 0 | 6.0061
2025-12-26 19:00 | 0 | 0 | 81.0017 | 90 | 0 | 0 | 0.73621 | 0.73621 | 0.73621 | 0 | 0 | 1.1102e-16 | 0 | 0 | 0.77496 | 0.73621 | 0 | 0 | 1.2093 | 6.0061 | 0 | 0.77496 | -0.77496 | 20.3421 | 88.3732 | 0 | 17.1381 | 17.1381 | 2.0418 | 17.1381 | 0 | 0.80983 | 0 | 0 | 6.0061
2025-12-26 20:00 | 0 | 0 | 87.8764 | 90 | 0 | 0 | 0.53267 | 0.53267 | 0.53267 | 0 | 0 | 0 | 0 | 0 | 0.56071 | 0.53267 | 0 | 0 | 1.7911 | 6.0061 | 0 | 0.56071 | -0.56071 | 19.7152 | 85.6498 | 0 | 12.3999 | 12.3999 | 1.4773 | 12.3999 | 0 | 0.58594 | 0 | 0 | 6.0061
2025-12-26 21:00 | 0 | 0 | 96.3794 | 90 | 0 | 0 | 0.96041 | 0.96041 | 0.96041 | 0 | 0 | 1.1102e-16 | 0 | 0 | 1.011 | 0.96041 | 0 | 0 | 2.1248 | 6.0061 | 0 | 1.011 | -1.011 | 18.5849 | 80.7394 | 0 | 22.3572 | 22.3572 | 2.6635 | 22.3572 | 0 | 1.0564 | 0 | 0 | 6.0061
2025-12-26 22:00 | 0 | 0 | 110.5853 | 90 | 0 | 0 | 0.57297 | 0.57297 | 0.57297 | 0 | 0 | 1.1102e-16 | 0 | 0 | 0.60313 | 0.57297 | 0 | 0 | 2.871 | 6.0061 | 0 | 0.60313 | -0.60313 | 17.9106 | 77.81 | 0 | 13.3381 | 13.3381 | 1.5891 | 13.3381 | 0 | 0.63027 | 0 | 0 | 6.0061
2025-12-26 23:00 | 0 | 0 | 152.8872 | 90 | 0 | 0 | 0.65236 | 0.65236 | 0.65236 | 0 | 0 | 0 | 0 | 0 | 0.6867 | 0.65236 | 0 | 0 | 3.1856 | 6.0061 | 0 | 0.6867 | -0.6867 | 17.1428 | 74.4746 | 0 | 15.1863 | 15.1863 | 1.8092 | 15.1863 | 0 | 0.7176 | 0 | 0 | 6.0061
2025-12-27 | 0 | 0 | -129.3885 | 90 | 0 | 0 | 0.18743 | 0.18743 | 0.18743 | 0 | 0 | 0 | 0 | 0 | 0.19729 | 0.18743 | 0 | 0 | 3.6095 | 6.0061 | 0 | 0.19729 | -0.19729 | 16.9223 | 73.5163 | 0 | 4.3628 | 4.3628 | 0.51977 | 4.3628 | 0 | 0.20617 | 0 | 0 | 6.0061
2025-12-27 01:00 | 0 | 0 | -103.8645 | 90 | 0 | 0 | 0.38456 | 0.38456 | 0.38456 | 0 | 0 | 5.5511e-17 | 0 | 0 | 0.4048 | 0.38456 | 0 | 0 | 3.5964 | 6.0061 | 0 | 0.4048 | -0.4048 | 16.4697 | 71.5501 | 0 | 8.9515 | 8.9515 | 1.0664 | 8.9515 | 0 | 0.42301 | 0 | 0 | 6.0061
2025-12-27 02:00 | 0 | 0 | -92.7844 | 90 | 0 | 0 | 0.34435 | 0.34435 | 0.34435 | 0 | 0 | 0 | 0 | 0 | 0.36248 | 0.34435 | 0 | 0 | 3.8459 | 6.0061 | 0 | 0.36248 | -0.36248 | 16.0644 | 69.7895 | 0 | 8.0156 | 8.0156 | 0.95495 | 8.0156 | 0 | 0.37879 | 0 | 0 | 6.0061
2025-12-27 03:00 | 0 | 0 | -85.1415 | 90 | 0 | 0 | 0.37238 | 0.37238 | 0.37238 | 0 | 0 | 0 | 0 | 0 | 0.39198 | 0.37238 | 0 | 0 | 4.0589 | 6.0061 | 0 | 0.39198 | -0.39198 | 15.6262 | 67.8856 | 0 | 8.6681 | 8.6681 | 1.0327 | 8.6681 | 0 | 0.40962 | 0 | 0 | 6.0061
2025-12-27 04:00 | 0 | 0 | -78.4973 | 90 | 0 | 0 | 0.36266 | 0.36266 | 0.36266 | 0 | 0 | 0 | 0 | 0 | 0.38174 | 0.36266 | 0 | 0 | 4.3054 | 5.7412 | 0 | 0.38174 | -0.38174 | 15.1994 | 66.0315 | 0 | 8.4417 | 8.4417 | 1.0057 | 8.4417 | 0 | 0.39892 | 0 | 0 | 5.7412
2025-12-27 05:00 | 0 | 0 | -71.9201 | 90 | 0 | 0 | 0.41389 | 0.41389 | 0.41389 | 0 | 0 | 0 | 0 | 0 | 0.43567 | 0.41389 | 0 | 0 | 4.5414 | 5.3594 | 0 | 0.43567 | -0.43567 | 14.7123 | 63.9153 | 0 | 9.6342 | 9.6342 | 1.1478 | 9.6342 | 0 | 0.45528 | 0 | 0 | 5.3594
2025-12-27 06:00 | 0.0017984 | 0 | -64.8421 | 90 | 0 | 0 | 0.38765 | 0.38765 | 0.38765 | 0 | 0 | 5.5511e-17 | 0 | 0 | 0.40805 | 0.38765 | 0 | 0 | 4.8267 | 4.9238 | 0 | 0.40805 | -0.40805 | 14.2561 | 61.9334 | 0 | 9.0234 | 9.0234 | 1.075 | 9.0234 | 0 | 0.42641 | 0 | 0 | 4.9238
2025-12-27 07:00 | 0.042979 | 7.3084 | -56.7606 | 66.8435 | 0.043314 | 0.13775 | 0.28643 | 0.28643 | 0.28643 | 48.09 | 0 | 5.5511e-17 | 0 | 0.13775 | 0.30151 | 0.28643 | 0 | 0 | 5.0793 | 4.5157 | 0 | 0.16376 | -0.16376 | 14.073 | 61.138 | 0 | 6.6674 | 6.6674 | 0.79433 | 6.6674 | 0 | 0.31508 | 0.1102 | 0 | 4.6535
2025-12-27 08:00 | 0.030117 | 17.378 | -47.1391 | 53.5188 | 0.028599 | 0.090951 | 0.26062 | 0.26062 | 0.26062 | 34.8979 | 0 | 5.5511e-17 | 0 | 0.090951 | 0.27434 | 0.26062 | 0 | 0 | 5.1136 | 4.3519 | 0 | 0.18339 | -0.18339 | 13.868 | 60.2473 | 0 | 6.0665 | 6.0665 | 0.72275 | 6.0665 | 0 | 0.28668 | 0.072761 | 0 | 4.4429
2025-12-27 09:00 | 0.076096 | 25.8255 | -35.4318 | 40.9434 | 0.072508 | 0.23059 | 0.13824 | 0.13824 | 0.13824 | 166.8091 | 0 | 0 | 0 | 0.23059 | 0.14551 | 0.13824 | 0 | 0 | 5.143 | 4.1686 | 0.085078 | 0 | 0.085078 | 13.9441 | 60.5778 | 0 | 3.2178 | 3.2178 | 0.38335 | 3.2178 | 0 | 0.15206 | 0.18447 | 0 | 4.3991
2025-12-27 10:00 | 0.14252 | 31.9206 | -21.3169 | 30.1539 | 0.13649 | 0.43407 | 0.27162 | 0.27162 | 0.27162 | 159.8074 | 0 | 0 | 0 | 0.43407 | 0.28591 | 0.27162 | 0 | 0 | 5.0816 | 4.2366 | 0.14815 | 0 | 0.14815 | 14.0766 | 61.1535 | 0 | 6.3225 | 6.3225 | 0.75324 | 6.3225 | 0 | 0.29878 | 0.34725 | 0 | 4.6707
2025-12-27 11:00 | 0.19855 | 34.8666 | -5.192 | 23.7834 | 0.19163 | 0.60942 | 0.327 | 0.327 | 0.327 | 186.3666 | 0 | 0 | 0 | 0.60942 | 0.34421 | 0.327 | 0 | 0 | 4.9591 | 4.3551 | 0.26521 | 0 | 0.26521 | 14.3138 | 62.184 | 0 | 7.6117 | 7.6117 | 0.90683 | 7.6117 | 0 | 0.3597 | 0.48753 | 0 | 4.9646
2025-12-27 12:00 | 0.49362 | 34.1581 | 11.5101 | 25.4296 | 0.7232 | 2.2999 | 0.47185 | 0.47185 | 0.47185 | 487.4205 | 0 | 0 | 0 | 2.2999 | 0.49668 | 0.47185 | 0 | 0 | 4.7801 | 4.5673 | 1.8032 | 0 | 1.8032 | 15.9266 | 69.1908 | 0 | 10.9841 | 10.9841 | 1.3086 | 10.9841 | 0 | 0.51904 | 1.8399 | 0 | 6.8672
2025-12-27 13:00 | 0.37058 | 29.9253 | 26.9828 | 33.9418 | 0.49498 | 1.5741 | 0.80408 | 0.80408 | 0.80408 | 195.7667 | 0 | 0 | 0 | 1.5741 | 0.8464 | 0.80408 | 0 | 0 | 3.5238 | 6.0061 | 0.72772 | 0 | 0.72772 | 16.5775 | 72.0185 | 0 | 18.7181 | 18.7181 | 2.23 | 18.7181 | 0 | 0.88449 | 1.2593 | 0 | 7.5803
2025-12-27 14:00 | 0.34619 | 22.8369 | 40.1743 | 45.6081 | 0.56412 | 1.794 | 0.60001 | 0.60001 | 0.60001 | 298.9932 | 0 | 0 | 0 | 1.794 | 0.63159 | 0.60001 | 0 | 0 | 3.2408 | 6.0061 | 1.1624 | 0 | 1.1624 | 17.6172 | 76.5352 | 0 | 13.9675 | 13.9675 | 1.664 | 13.9675 | 0 | 0.66001 | 1.4352 | 0 | 7.8001
2025-12-27 15:00 | 0.1015 | 13.6944 | 51.0273 | 58.5439 | 0.10513 | 0.33433 | 0.70347 | 0.70347 | 0.70347 | 47.5266 | 0 | 1.1102e-16 | 0 | 0.33433 | 0.74049 | 0.70347 | 0 | 0 | 2.6012 | 6.0061 | 0 | 0.40616 | -0.40616 | 17.1631 | 74.5625 | 0 | 16.3759 | 16.3759 | 1.951 | 16.3759 | 0 | 0.77381 | 0.26747 | 0 | 6.3405
2025-12-27 16:00 | 0.028168 | 3.1579 | 59.995 | 72.0271 | 0.03914 | 0.12447 | 0.50568 | 0.50568 | 0.50568 | 24.6143 | 0 | 1.1102e-16 | 0 | 0.12447 | 0.5323 | 0.50568 | 0 | 0 | 3.1941 | 6.0061 | 0 | 0.40783 | -0.40783 | 16.7071 | 72.5816 | 0 | 11.7717 | 11.7717 | 1.4024 | 11.7717 | 0 | 0.55625 | 0.099577 | 0 | 6.1306
2025-12-27 17:00 | 0 | 0 | 67.6331 | 90 | 0 | 0 | 0.53138 | 0.53138 | 0.53138 | 0 | 0 | 0 | 0 | 0 | 0.55935 | 0.53138 | 0 | 0 | 3.5973 | 6.0061 | 0 | 0.55935 | -0.55935 | 16.0817 | 69.8647 | 0 | 12.37 | 12.37 | 1.4737 | 12.37 | 0 | 0.58452 | 0 | 0 | 6.0061
2025-12-27 18:00 | 0 | 0 | 74.4607 | 90 | 0 | 0 | 0.52207 | 0.52207 | 0.52207 | 0 | 0 | 0 | 0 | 0 | 0.54955 | 0.52207 | 0 | 0 | 4.0523 | 6.0061 | 0 | 0.54955 | -0.54955 | 15.4673 | 67.1955 | 0 | 12.1532 | 12.1532 | 1.4479 | 12.1532 | 0 | 0.57428 | 0 | 0 | 6.0061
2025-12-27 19:00 | 0 | 0 | 80.9868 | 90 | 0 | 0 | 0.42249 | 0.42249 | 0.42249 | 0 | 0 | 5.5511e-17 | 0 | 0 | 0.44472 | 0.42249 | 0 | 0 | 4.4385 | 5.5991 | 0 | 0.44472 | -0.44472 | 14.9701 | 65.0354 | 0 | 9.835 | 9.835 | 1.1717 | 9.835 | 0 | 0.46473 | 0 | 0 | 5.5991
2025-12-27 20:00 | 0 | 0 | 87.863 | 90 | 0 | 0 | 0.63982 | 0.63982 | 0.63982 | 0 | 0 | 0 | 0 | 0 | 0.6735 | 0.63982 | 0 | 0 | 4.7058 | 5.1544 | 0 | 0.6735 | -0.6735 | 14.2171 | 61.7642 | 0 | 14.8944 | 14.8944 | 1.7745 | 14.8944 | 0 | 0.70381 | 0 | 0 | 5.1544
2025-12-27 21:00 | 0 | 0 | 96.3587 | 90 | 0 | 0 | 0.80986 | 0.80986 | 0.80986 | 0 | 0 | 1.1102e-16 | 0 | 0 | 0.85249 | 0.80986 | 0 | 0 | 5.143 | 4.4809 | 0 | 0.85249 | -0.85249 | 13.264 | 57.6235 | 0 | 18.8527 | 18.8527 | 2.246 | 18.8527 | 0 | 0.89085 | 0 | 0 | 4.4809
2025-12-27 22:00 | 0 | 0 | 110.5116 | 90 | 0 | 0 | 0.74708 | 0.74708 | 0.74708 | 0 | 0 | 1.1102e-16 | 0 | 0 | 0.7864 | 0.74708 | 0 | 0 | 5.143 | 3.6284 | 0 | 0.7864 | -0.7864 | 12.3848 | 53.8039 | 0 | 17.3912 | 17.3912 | 2.0719 | 17.3912 | 0 | 0.82179 | 0 | 0 | 3.6284
2025-12-27 23:00 | 0 | 0 | 152.3699 | 90 | 0 | 0 | 0.79093 | 0.79093 | 0.79093 | 0 | 0 | 1.1102e-16 | 0 | 0 | 0.83256 | 0.79093 | 0 | 0 | 5.143 | 2.842 | 0 | 0.83256 | -0.83256 | 11.454 | 49.76 | 0 | 18.412 | 18.412 | 2.1935 | 18.412 | 0 | 0.87003 | 0 | 0 | 2.842
2025-12-28 | 0 | 0 | -129.8716 | 90 | 0 | 0 | 0.41481 | 0.41481 | 0.41481 | 0 | 0 | 5.5511e-17 | 0 | 0 | 0.43664 | 0.41481 | 0 | 0 | 5.143 | 2.0094 | 0 | 0.43664 | -0.43664 | 10.9658 | 47.6392 | 0 | 9.6556 | 9.6556 | 1.1503 | 9.6556 | 0 | 0.45629 | 0 | 0 | 2.0094
2025-12-28 01:00 | 0 | 0 | -104.068 | 90 | 0 | 0 | 0.33555 | 0.33555 | 0.33555 | 0 | 0 | 0 | 0 | 0 | 0.35321 | 0.33555 | 0 | 0 | 5.143 | 1.5728 | 0 | 0.35321 | -0.35321 | 10.5709 | 45.9236 | 0 | 7.8106 | 7.8106 | 0.93053 | 7.8106 | 0 | 0.3691 | 0 | 0 | 1.5728
2025-12-28 02:00 | 0 | 0 | -92.9139 | 90 | 0 | 0 | 0.45115 | 0.45115 | 0.45115 | 0 | 0 | 5.5511e-17 | 0 | 0 | 0.47489 | 0.45115 | 0 | 0 | 5.143 | 1.2196 | 0 | 0.47489 | -0.47489 | 10.0399 | 43.617 | 0 | 10.5015 | 10.5015 | 1.2511 | 10.5015 | 0 | 0.49626 | 0 | 0 | 1.2196
2025-12-28 03:00 | 0 | 0 | -85.2438 | 90 | 0 | 0 | 0.2698 | 0.2698 | 0.2698 | 0 | 0 | 0 | 0 | 0 | 0.284 | 0.2698 | 0 | 0 | 5.143 | 0.74468 | 0 | 0.284 | -0.284 | 9.7224 | 42.2376 | 0 | 6.2803 | 6.2803 | 0.74821 | 6.2803 | 0 | 0.29678 | 0 | 0 | 0.74468
2025-12-28 04:00 | 0 | 0 | -78.5888 | 90 | 0 | 0 | 0.35262 | 0.35262 | 0.35262 | 0 | 0 | 5.5511e-17 | 0 | 0 | 0.37117 | 0.35262 | 0 | 0 | 5.143 | 0.46068 | 0 | 0.37117 | -0.37117 | 9.3074 | 40.4347 | 0 | 8.2079 | 8.2079 | 0.97786 | 8.2079 | 0 | 0.38788 | 0 | 0 | 0.46068
2025-12-28 05:00 | 0 | 0 | -72.0088 | 90 | 0 | 0 | 0.31266 | 0.085027 | 0.085027 | 0 | 0 | 0.22763 | 0.2589 | 0 | 0.089502 | 0.085027 | 0 | 0 | 5.143 | 0.089502 | 0 | 0.089502 | -0.089502 | 9.2074 | 40 | 0 | 7.2778 | 7.2778 | 0.86706 | 7.2778 | 0 | 0.34392 | 0 | 0 | 0.089502
2025-12-28 06:00 | 0.00096754 | 0 | -64.9336 | 90 | 0 | 0 | 0.29535 | 0 | 0 | 0 | 0 | 0.29535 | 0.32489 | 0 | 0 | 0 | 0 | 0 | 5.143 | 0 | 0 | 0 | 0 | 9.2074 | 40 | 0 | 6.875 | 6.875 | 0.81906 | 6.875 | 0 | 0.32489 | 0 | 0 | 0
2025-12-28 07:00 | 0.071114 | 7.2508 | -56.8595 | 66.9408 | 0.10108 | 0.32147 | 0.36658 | 0.30539 | 0.30539 | 105.2632 | 0 | 0.061183 | 0.34215 | 0.32147 | 0.32147 | 0.30539 | 0 | 0 | 5.143 | 0 | 0 | 0 | 0 | 9.2074 | 40 | 0 | 8.5329 | 8.5329 | 1.0166 | 8.5329 | 0 | 0.40323 | 0.25717 | 0 | 0.32147
2025-12-28 08:00 | 0.2168 | 17.3348 | -47.2493 | 53.607 | 0.32081 | 1.0202 | 0.38204 | 0.38204 | 0.38204 | 267.0477 | 0 | 0 | 0.2264 | 1.0202 | 0.40215 | 0.38204 | 0 | 0 | 5.143 | 1.5888e-15 | 0.61808 | 0 | 0.61808 | 9.7602 | 42.4017 | 0 | 8.8929 | 8.8929 | 1.0595 | 8.8929 | 0 | 0.42025 | 0.81619 | 0 | 1.0202
2025-12-28 09:00 | 0.41954 | 25.8017 | -35.5553 | 41.016 | 0.68929 | 2.1921 | 0.40398 | 0.40398 | 0.40398 | 542.6216 | 0 | 0 | 0 | 2.1921 | 0.42524 | 0.40398 | 0 | 0 | 5.143 | 0.49447 | 1.7668 | 0 | 1.7668 | 11.3405 | 49.267 | 0 | 9.4035 | 9.4035 | 1.1203 | 9.4035 | 0 | 0.44437 | 1.7536 | 0 | 2.6865
2025-12-28 10:00 | 0.41187 | 31.9222 | -21.4509 | 30.1957 | 0.56333 | 1.7915 | 0.31279 | 0.31279 | 0.31279 | 572.7526 | 0 | 0 | 0 | 1.7915 | 0.32925 | 0.31279 | 0 | 0 | 5.143 | 1.9079 | 1.4622 | 0 | 1.4622 | 12.6484 | 54.9489 | 0 | 7.2808 | 7.2808 | 0.86741 | 7.2808 | 0 | 0.34407 | 1.4332 | 0 | 3.6994
2025-12-28 11:00 | 0.41946 | 34.8973 | -5.3254 | 23.766 | 0.54108 | 1.7207 | 0.32876 | 0.32876 | 0.32876 | 523.4 | 0 | 0 | 0 | 1.7207 | 0.34606 | 0.32876 | 0 | 0 | 5.143 | 3.0777 | 1.3747 | 0 | 1.3747 | 13.8779 | 60.2904 | 0 | 7.6526 | 7.6526 | 0.91171 | 7.6526 | 0 | 0.36164 | 1.3766 | 0 | 4.7984
2025-12-28 12:00 | 0.40982 | 34.217 | 11.3924 | 25.349 | 0.52791 | 1.6788 | 0.82356 | 0.82356 | 0.82356 | 203.8523 | 0 | 0 | 0 | 1.6788 | 0.8669 | 0.82356 | 0 | 0 | 4.5627 | 4.1775 | 0.81194 | 0 | 0.81194 | 14.6041 | 63.4454 | 0 | 19.1714 | 19.1714 | 2.284 | 19.1714 | 0 | 0.90591 | 1.3431 | 0 | 5.8563
2025-12-28 13:00 | 0.32916 | 30.0062 | 26.8906 | 33.8346 | 0.40135 | 1.2764 | 0.7931 | 0.7931 | 0.7931 | 160.9333 | 0 | 0 | 0 | 1.2764 | 0.83484 | 0.7931 | 0 | 0 | 4.2766 | 4.827 | 0.44152 | 0 | 0.44152 | 14.999 | 65.161 | 0 | 18.4623 | 18.4623 | 2.1995 | 18.4623 | 0 | 0.8724 | 1.0211 | 0 | 6.1034
2025-12-28 14:00 | 0.23728 | 22.9325 | 40.1075 | 45.4948 | 0.28391 | 0.90289 | 0.77838 | 0.77838 | 0.77838 | 115.9951 | 0 | 0 | 0 | 0.90289 | 0.81935 | 0.77838 | 0 | 0 | 4.1898 | 5.1802 | 0.083536 | 0 | 0.083536 | 15.0737 | 65.4856 | 0 | 18.1198 | 18.1198 | 2.1587 | 18.1198 | 0 | 0.85622 | 0.72231 | 0 | 6.0831
2025-12-28 15:00 | 0.11631 | 13.7988 | 50.9809 | 58.4306 | 0.12802 | 0.40714 | 0.59691 | 0.59691 | 0.59691 | 68.2076 | 0 | 0 | 0 | 0.40714 | 0.62833 | 0.59691 | 0 | 0 | 4.2849 | 5.247 | 0 | 0.22119 | -0.22119 | 14.8264 | 64.4112 | 0 | 13.8954 | 13.8954 | 1.6554 | 13.8954 | 0 | 0.6566 | 0.32571 | 0 | 5.6542
2025-12-28 16:00 | 0.029303 | 3.2672 | 59.9636 | 71.9161 | 0.041534 | 0.13208 | 0.61682 | 0.61682 | 0.61682 | 21.4138 | 0 | 0 | 0 | 0.13208 | 0.64928 | 0.61682 | 0 | 0 | 4.5615 | 5.0259 | 0 | 0.5172 | -0.5172 | 14.2482 | 61.8991 | 0 | 14.3588 | 14.3588 | 1.7107 | 14.3588 | 0 | 0.6785 | 0.10567 | 0 | 5.1579
2025-12-28 17:00 | 0 | 0 | 67.6124 | 90 | 0 | 0 | 0.54193 | 0.54193 | 0.54193 | 0 | 0 | 0 | 0 | 0 | 0.57045 | 0.54193 | 0 | 0 | 5.0254 | 4.5087 | 0 | 0.57045 | -0.57045 | 13.6104 | 59.1284 | 0 | 12.6155 | 12.6155 | 1.503 | 12.6155 | 0 | 0.59612 | 0 | 0 | 4.5087
2025-12-28 18:00 | 0 | 0 | 74.4478 | 90 | 0 | 0 | 0.81659 | 0.81659 | 0.81659 | 0 | 0 | 1.1102e-16 | 0 | 0 | 0.85957 | 0.81659 | 0 | 0 | 5.143 | 3.9382 | 0 | 0.85957 | -0.85957 | 12.6494 | 54.9533 | 0 | 19.0093 | 19.0093 | 2.2647 | 19.0093 | 0 | 0.89825 | 0 | 0 | 3.9382
2025-12-28 19:00 | 0 | 0 | 80.9795 | 90 | 0 | 0 | 0.76188 | 0.76188 | 0.76188 | 0 | 0 | 1.1102e-16 | 0 | 0 | 0.80198 | 0.76188 | 0 | 0 | 5.143 | 3.0786 | 0 | 0.80198 | -0.80198 | 11.7527 | 51.058 | 0 | 17.7356 | 17.7356 | 2.113 | 17.7356 | 0 | 0.83807 | 0 | 0 | 3.0786
2025-12-28 20:00 | 0 | 0 | 87.8587 | 90 | 0 | 0 | 0.586 | 0.586 | 0.586 | 0 | 0 | 0 | 0 | 0 | 0.61685 | 0.586 | 0 | 0 | 5.143 | 2.2767 | 0 | 0.61685 | -0.61685 | 11.0631 | 48.0619 | 0 | 13.6415 | 13.6415 | 1.6252 | 13.6415 | 0 | 0.6446 | 0 | 0 | 2.2767
2025-12-28 21:00 | 0 | 0 | 96.3501 | 90 | 0 | 0 | 0.43317 | 0.43317 | 0.43317 | 0 | 0 | 5.5511e-17 | 0 | 0 | 0.45597 | 0.43317 | 0 | 0 | 5.143 | 1.6598 | 0 | 0.45597 | -0.45597 | 10.5533 | 45.8472 | 0 | 10.0838 | 10.0838 | 1.2013 | 10.0838 | 0 | 0.47649 | 0 | 0 | 1.6598
2025-12-28 22:00 | 0 | 0 | 110.457 | 90 | 0 | 0 | 0.6384 | 0.6384 | 0.6384 | 0 | 0 | 1.1102e-16 | 0 | 0 | 0.672 | 0.6384 | 0 | 0 | 5.143 | 1.2038 | 0 | 0.672 | -0.672 | 9.802 | 42.5832 | 0 | 14.8611 | 14.8611 | 1.7705 | 14.8611 | 0 | 0.70224 | 0 | 0 | 1.2038
2025-12-28 23:00 | 0 | 0 | 151.8808 | 90 | 0 | 0 | 0.84126 | 0.50525 | 0.50525 | 0 | 0 | 0.33602 | 0.42014 | 0 | 0.53184 | 0.50525 | 0 | 0 | 5.143 | 0.53184 | 0 | 0.53184 | -0.53184 | 9.2074 | 40 | 0 | 19.5836 | 19.5836 | 2.3331 | 19.5836 | 0 | 0.92539 | 0 | 0 | 0.53184
2025-12-29 | 0 | 0 | -130.38 | 90 | 0 | 0 | 0.35198 | 0 | 0 | 0 | 0 | 0.35198 | 0.38718 | 0 | 0 | 0 | 0 | 0 | 5.143 | 0 | 0 | 0 | 0 | 9.2074 | 40 | 0 | 8.1932 | 8.1932 | 0.97611 | 8.1932 | 0 | 0.38718 | 0 | 0 | 0
2025-12-29 01:00 | 0 | 0 | -104.2876 | 90 | 0 | 0 | 0.37771 | 1.5094e-15 | 1.5094e-15 | 0 | 0 | 0.37771 | 0.41548 | 0 | 1.5888e-15 | 1.5094e-15 | 0 | 0 | 5.143 | 1.5888e-15 | 0 | 1.5888e-15 | 0 | 9.2074 | 40 | 0 | 8.7921 | 8.7921 | 1.0475 | 8.7921 | 0 | 0.41548 | 0 | 0 | 1.5888e-15
2025-12-29 02:00 | 0 | 0 | -93.0545 | 90 | 0 | 0 | 0.21181 | 1.5094e-15 | 1.5094e-15 | 0 | 0 | 0.21181 | 0.23299 | 0 | 1.5888e-15 | 1.5094e-15 | 0 | 0 | 5.143 | 1.5888e-15 | 0 | 1.5888e-15 | 0 | 9.2074 | 40 | 0 | 4.9304 | 4.9304 | 0.58739 | 4.9304 | 0 | 0.23299 | 0 | 0 | 1.5888e-15
2025-12-29 03:00 | 0 | 0 | -85.3545 | 90 | 0 | 0 | 0.32211 | 3.0188e-15 | 3.0188e-15 | 0 | 0 | 0.32211 | 0.35432 | 0 | 3.1776e-15 | 3.0188e-15 | 0 | 0 | 5.143 | 3.1776e-15 | 0 | 3.1776e-15 | 0 | 9.2074 | 40 | 0 | 7.4978 | 7.4978 | 0.89327 | 7.4978 | 0 | 0.35432 | 0 | 0 | 3.1776e-15
2025-12-29 04:00 | 0 | 0 | -78.6872 | 90 | 0 | 0 | 0.26941 | 3.0188e-15 | 3.0188e-15 | 0 | 0 | 0.26941 | 0.29635 | 0 | 3.1776e-15 | 3.0188e-15 | 0 | 0 | 5.143 | 3.1776e-15 | 0 | 3.1776e-15 | 0 | 9.2074 | 40 | 0 | 6.2711 | 6.2711 | 0.74711 | 6.2711 | 0 | 0.29635 | 0 | 0 | 3.1776e-15
2025-12-29 05:00 | 0 | 0 | -72.1037 | 90 | 0 | 0 | 0.35206 | 4.5281e-15 | 4.5281e-15 | 0 | 0 | 0.35206 | 0.38726 | 0 | 4.7665e-15 | 4.5281e-15 | 0 | 0 | 5.143 | 4.7665e-15 | 0 | 4.7665e-15 | 0 | 9.2074 | 40 | 0 | 8.195 | 8.195 | 0.97632 | 8.195 | 0 | 0.38726 | 0 | 0 | 4.7665e-15
2025-12-29 06:00 | 0.0016499 | 0 | -65.0307 | 90 | 0 | 0 | 0.3978 | 4.5281e-15 | 4.5281e-15 | 0 | 0 | 0.3978 | 0.43758 | 0 | 4.7665e-15 | 4.5281e-15 | 0 | 0 | 5.143 | 4.7665e-15 | 0 | 4.7665e-15 | 0 | 9.2074 | 40 | 0 | 9.2597 | 9.2597 | 1.1032 | 9.2597 | 0 | 0.43758 | 0 | 0 | 4.7665e-15
2025-12-29 07:00 | 0.12825 | 7.1979 | -56.9635 | 67.0366 | 0.37767 | 1.2011 | 0.24421 | 0.24421 | 0.24421 | 491.8121 | 0 | 0 | 0.040431 | 1.2011 | 0.25706 | 0.24421 | 0 | 0 | 5.143 | 4.7665e-15 | 0.94399 | 0 | 0.94399 | 10.0517 | 43.6681 | 0 | 5.6846 | 5.6846 | 0.67724 | 5.6846 | 0 | 0.26863 | 0.96085 | 0 | 1.2011
2025-12-29 08:00 | 0.31495 | 17.2967 | -47.3641 | 53.6929 | 0.6092 | 1.9374 | 0.35585 | 0.35585 | 0.35585 | 544.4386 | 0 | 0 | 0 | 1.9374 | 0.37458 | 0.35585 | 0 | 0 | 5.143 | 0.7552 | 1.5628 | 0 | 1.5628 | 11.4495 | 49.7406 | 0 | 8.2832 | 8.2832 | 0.98683 | 8.2832 | 0 | 0.39143 | 1.5499 | 0 | 2.6926
2025-12-29 09:00 | 0.45685 | 25.7838 | -35.6826 | 41.0852 | 0.77217 | 2.4556 | 0.37552 | 0.37552 | 0.37552 | 653.9343 | 0 | 0 | 0 | 2.4556 | 0.39528 | 0.37552 | 0 | 0 | 5.143 | 2.0054 | 2.0603 | 0 | 2.0603 | 13.2923 | 57.7465 | 0 | 8.741 | 8.741 | 1.0414 | 8.741 | 0 | 0.41307 | 1.9645 | 0 | 4.4611
2025-12-29 10:00 | 0.61855 | 31.9301 | -21.5872 | 30.2326 | 0.99812 | 3.1742 | 0.25503 | 0.25503 | 0.25503 | 1244.63 | 0 | 0 | 0 | 3.1742 | 0.26845 | 0.25503 | 0 | 0 | 4.7738 | 3.6537 | 2.9057 | 0 | 2.9057 | 15.8913 | 69.0374 | 0 | 5.9364 | 5.9364 | 0.70724 | 5.9364 | 0 | 0.28053 | 2.5394 | 0 | 6.8279
2025-12-29 11:00 | 0.71764 | 34.9347 | -5.4594 | 23.7423 | 1.1379 | 3.6188 | 0.22747 | 0.22747 | 0.22747 | 1590.881 | 0.32943 | 0 | 0 | 3.6188 | 0.23944 | 0.22747 | 0 | 0 | 3.0499 | 5.9783 | 3.0499 | 0 | 3.0499 | 18.6192 | 80.8885 | 0 | 5.2949 | 5.2949 | 0.63082 | 5.2949 | 0 | 0.25022 | 2.895 | 0 | 9.5971
2025-12-29 12:00 | 0.67291 | 34.2823 | 11.2765 | 25.2625 | 1.069 | 3.3996 | 0.68353 | 0.68353 | 0.68353 | 497.3633 | 1.3019 | 0 | 0 | 3.3996 | 0.71951 | 0.68353 | 0 | 0 | 1.3782 | 6.0061 | 1.3782 | 0 | 1.3782 | 19.852 | 86.2439 | 0 | 15.9118 | 15.9118 | 1.8957 | 15.9118 | 0 | 0.75188 | 2.7197 | 0 | 9.4058
2025-12-29 13:00 | 0.60379 | 30.0932 | 26.8019 | 33.7232 | 0.9902 | 3.149 | 0.57522 | 0.57522 | 0.57522 | 547.4457 | 1.5515 | 0 | 0 | 3.149 | 0.60549 | 0.57522 | 0 | 0 | 0.99203 | 6.0061 | 0.99203 | 0 | 0.99203 | 20.7393 | 90.0987 | 0 | 13.3904 | 13.3904 | 1.5953 | 13.3904 | 0 | 0.63274 | 2.5192 | 0 | 9.1552
2025-12-29 14:00 | 0.42185 | 23.0334 | 40.0454 | 45.3788 | 0.74111 | 2.3569 | 0.76413 | 0.76413 | 0.76413 | 308.4371 | 0.83848 | 0 | 0 | 2.3569 | 0.80435 | 0.76413 | 0 | 0 | 0.71404 | 6.0061 | 0.71404 | 0 | 0.71404 | 21.3779 | 92.8732 | 0 | 17.7881 | 17.7881 | 2.1192 | 17.7881 | 0 | 0.84055 | 1.8855 | 0 | 8.363
2025-12-29 15:00 | 0.29128 | 13.9077 | 50.9398 | 58.3159 | 0.62415 | 1.9849 | 0.56495 | 0.56495 | 0.56495 | 351.3445 | 0.87627 | 0 | 0 | 1.9849 | 0.59468 | 0.56495 | 0 | 0 | 0.51395 | 6.0061 | 0.51395 | 0 | 0.51395 | 21.8376 | 94.8703 | 0 | 13.1513 | 13.1513 | 1.5668 | 13.1513 | 0 | 0.62144 | 1.5879 | 0 | 7.9911
2025-12-29 16:00 | 0.063916 | 3.3803 | 59.9378 | 71.8044 | 0.29828 | 0.94859 | 0.55719 | 0.55719 | 0.55719 | 170.2464 | 0 | 0 | 0 | 0.94859 | 0.58651 | 0.55719 | 0 | 0 | 0.36993 | 6.0061 | 0.36208 | 0 | 0.36208 | 22.1615 | 96.2772 | 0 | 12.9706 | 12.9706 | 1.5453 | 12.9706 | 0 | 0.6129 | 0.75887 | 0 | 6.9547
2025-12-29 17:00 | 0 | 0 | 67.5978 | 90 | 0 | 0 | 0.81112 | 0.81112 | 0.81112 | 0 | 0 | 1.1102e-16 | 0 | 0 | 0.85381 | 0.81112 | 0 | 0 | 0.27191 | 6.0061 | 0 | 0.85381 | -0.85381 | 21.2069 | 92.1301 | 0 | 18.882 | 18.882 | 2.2495 | 18.882 | 0 | 0.89224 | 0 | 0 | 6.0061
2025-12-29 18:00 | 0 | 0 | 74.4415 | 90 | 0 | 0 | 0.85104 | 0.85104 | 0.85104 | 0 | 0 | 1.1102e-16 | 0 | 0 | 0.89584 | 0.85104 | 0 | 0 | 1.1532 | 6.0061 | 0 | 0.89584 | -0.89584 | 20.2053 | 87.7789 | 0 | 19.8113 | 19.8113 | 2.3602 | 19.8113 | 0 | 0.93615 | 0 | 0 | 6.0061
2025-12-29 19:00 | 0 | 0 | 80.9798 | 90 | 0 | 0 | 0.46341 | 0.46341 | 0.46341 | 0 | 0 | 0 | 0 | 0 | 0.4878 | 0.46341 | 0 | 0 | 1.8755 | 6.0061 | 0 | 0.4878 | -0.4878 | 19.6599 | 85.4096 | 0 | 10.7876 | 10.7876 | 1.2852 | 10.7876 | 0 | 0.50975 | 0 | 0 | 6.0061
2025-12-29 20:00 | 0 | 0 | 87.8637 | 90 | 0 | 0 | 0.71169 | 0.71169 | 0.71169 | 0 | 0 | 0 | 0 | 0 | 0.74915 | 0.71169 | 0 | 0 | 2.1391 | 6.0061 | 0 | 0.74915 | -0.74915 | 18.8224 | 81.7709 | 0 | 16.5673 | 16.5673 | 1.9738 | 16.5673 | 0 | 0.78286 | 0 | 0 | 6.0061
2025-12-29 21:00 | 0 | 0 | 96.3538 | 90 | 0 | 0 | 0.86197 | 0.86197 | 0.86197 | 0 | 0 | 0 | 0 | 0 | 0.90734 | 0.86197 | 0 | 0 | 2.6597 | 6.0061 | 0 | 0.90734 | -0.90734 | 17.8079 | 77.3639 | 0 | 20.0658 | 20.0658 | 2.3906 | 20.0658 | 0 | 0.94817 | 0 | 0 | 6.0061
2025-12-29 22:00 | 0 | 0 | 110.4213 | 90 | 0 | 0 | 0.78552 | 0.78552 | 0.78552 | 0 | 0 | 0 | 0 | 0 | 0.82686 | 0.78552 | 0 | 0 | 3.2917 | 6.0061 | 0 | 0.82686 | -0.82686 | 16.8835 | 73.3477 | 0 | 18.2859 | 18.2859 | 2.1785 | 18.2859 | 0 | 0.86407 | 0 | 0 | 6.0061
2025-12-29 23:00 | 0 | 0 | 151.4206 | 90 | 0 | 0 | 0.73265 | 0.73265 | 0.73265 | 0 | 0 | 1.1102e-16 | 0 | 0 | 0.77121 | 0.73265 | 0 | 0 | 3.8138 | 6.0061 | 0 | 0.77121 | -0.77121 | 16.0212 | 69.6018 | 0 | 17.0552 | 17.0552 | 2.0319 | 17.0552 | 0 | 0.80591 | 0 | 0 | 6.0061
2025-12-30 | 0 | 0 | -130.913 | 90 | 0 | 0 | 0.25277 | 0.25277 | 0.25277 | 0 | 0 | 5.5511e-17 | 0 | 0 | 0.26608 | 0.25277 | 0 | 0 | 4.2818 | 6.0061 | 0 | 0.26608 | -0.26608 | 15.7238 | 68.3095 | 0 | 5.8839 | 5.8839 | 0.70098 | 5.8839 | 0 | 0.27805 | 0 | 0 | 6.0061
2025-12-30 01:00 | 0 | 0 | -104.5233 | 90 | 0 | 0 | 0.35296 | 0.35296 | 0.35296 | 0 | 0 | 5.5511e-17 | 0 | 0 | 0.37154 | 0.35296 | 0 | 0 | 4.3035 | 5.8284 | 0 | 0.37154 | -0.37154 | 15.3084 | 66.5048 | 0 | 8.216 | 8.216 | 0.97883 | 8.216 | 0 | 0.38826 | 0 | 0 | 5.8284
2025-12-30 02:00 | 0 | 0 | -93.2059 | 90 | 0 | 0 | 0.34361 | 0.34361 | 0.34361 | 0 | 0 | 5.5511e-17 | 0 | 0 | 0.3617 | 0.34361 | 0 | 0 | 4.5008 | 5.4569 | 0 | 0.3617 | -0.3617 | 14.904 | 64.748 | 0 | 7.9984 | 7.9984 | 0.9529 | 7.9984 | 0 | 0.37797 | 0 | 0 | 5.4569
2025-12-30 03:00 | 0 | 0 | -85.4736 | 90 | 0 | 0 | 0.35513 | 0.35513 | 0.35513 | 0 | 0 | 0 | 0 | 0 | 0.37382 | 0.35513 | 0 | 0 | 4.7085 | 5.0952 | 0 | 0.37382 | -0.37382 | 14.486 | 62.9323 | 0 | 8.2666 | 8.2666 | 0.98485 | 8.2666 | 0 | 0.39065 | 0 | 0 | 5.0952
2025-12-30 04:00 | 0 | 0 | -78.7926 | 90 | 0 | 0 | 0.2788 | 0.2788 | 0.2788 | 0 | 0 | 0 | 0 | 0 | 0.29347 | 0.2788 | 0 | 0 | 4.9368 | 4.7214 | 0 | 0.29347 | -0.29347 | 14.1579 | 61.5069 | 0 | 6.4896 | 6.4896 | 0.77315 | 6.4896 | 0 | 0.30667 | 0 | 0 | 4.7214
2025-12-30 05:00 | 0 | 0 | -72.2047 | 90 | 0 | 0 | 0.26714 | 0.26714 | 0.26714 | 0 | 0 | 0 | 0 | 0 | 0.2812 | 0.26714 | 0 | 0 | 5.0956 | 4.4279 | 0 | 0.2812 | -0.2812 | 13.8435 | 60.1411 | 0 | 6.2182 | 6.2182 | 0.74082 | 6.2182 | 0 | 0.29385 | 0 | 0 | 4.4279
2025-12-30 06:00 | 0.0021184 | 0 | -65.1333 | 90 | 0 | 0 | 0.35816 | 0.35816 | 0.35816 | 0 | 0 | 5.5511e-17 | 0 | 0 | 0.37701 | 0.35816 | 0 | 0 | 5.143 | 4.1467 | 0 | 0.37701 | -0.37701 | 13.422 | 58.3099 | 0 | 8.337 | 8.337 | 0.99323 | 8.337 | 0 | 0.39397 | 0 | 0 | 4.1467
2025-12-30 07:00 | 0.13157 | 7.1494 | -57.0725 | 67.1308 | 0.39316 | 1.2503 | 0.20049 | 0.20049 | 0.20049 | 623.625 | 0 | 0 | 0 | 1.2503 | 0.21105 | 0.20049 | 0 | 0 | 5.143 | 3.7697 | 1.0393 | 0 | 1.0393 | 14.3516 | 62.3483 | 0 | 4.6669 | 4.6669 | 0.556 | 4.6669 | 0 | 0.22054 | 1.0003 | 0 | 5.02
2025-12-30 08:00 | 0.32066 | 17.2638 | -47.4833 | 53.7763 | 0.62251 | 1.9797 | 0.3886 | 0.3886 | 0.3886 | 509.4469 | 0 | 0 | 0 | 1.9797 | 0.40905 | 0.3886 | 0 | 0 | 4.6714 | 4.6011 | 1.5707 | 0 | 1.5707 | 15.7564 | 68.4513 | 0 | 9.0455 | 9.0455 | 1.0776 | 9.0455 | 0 | 0.42746 | 1.5838 | 0 | 6.5808
2025-12-30 09:00 | 0.3935 | 25.7717 | -35.8135 | 41.1508 | 0.62489 | 1.9873 | 0.25593 | 0.25593 | 0.25593 | 776.4996 | 0 | 0 | 0 | 1.9873 | 0.26939 | 0.25593 | 0 | 0 | 3.6313 | 5.8576 | 1.7179 | 0 | 1.7179 | 17.2929 | 75.1264 | 0 | 5.9573 | 5.9573 | 0.70973 | 5.9573 | 0 | 0.28152 | 1.5898 | 0 | 7.8449
2025-12-30 10:00 | 0.49912 | 31.9444 | -21.7259 | 30.2645 | 0.76888 | 2.4452 | 0.35779 | 0.35779 | 0.35779 | 683.4113 | 0 | 0 | 0 | 2.4452 | 0.37662 | 0.35779 | 0 | 0 | 2.6306 | 6.0061 | 2.0686 | 0 | 2.0686 | 19.1431 | 83.1642 | 0 | 8.3284 | 8.3284 | 0.99221 | 8.3284 | 0 | 0.39357 | 1.9561 | 0 | 8.4513
2025-12-30 11:00 | 0.48954 | 34.9788 | -5.5936 | 23.7124 | 0.70051 | 2.2278 | 0.30927 | 0.30927 | 0.30927 | 720.3301 | 0.44226 | 0 | 0 | 2.2278 | 0.32555 | 0.30927 | 0 | 0 | 1.46 | 6.0061 | 1.46 | 0 | 1.46 | 20.4489 | 88.8372 | 0 | 7.1989 | 7.1989 | 0.85766 | 7.1989 | 0 | 0.3402 | 1.7822 | 0 | 8.2339
2025-12-30 12:00 | 0.5467 | 34.3542 | 11.1624 | 25.1701 | 0.83833 | 2.666 | 0.5809 | 0.5809 | 0.5809 | 458.951 | 1.2495 | 0 | 0 | 2.666 | 0.61147 | 0.5809 | 0 | 0 | 0.80502 | 6.0061 | 0.80502 | 0 | 0.80502 | 21.1689 | 91.9652 | 0 | 13.5226 | 13.5226 | 1.611 | 13.5226 | 0 | 0.63899 | 2.1328 | 0 | 8.6722
2025-12-30 13:00 | 0.52441 | 30.1861 | 26.7168 | 33.6078 | 0.84789 | 2.6964 | 0.60122 | 0.60122 | 0.60122 | 448.492 | 1.4841 | 0 | 0 | 2.6964 | 0.63286 | 0.60122 | 0 | 0 | 0.57943 | 6.0061 | 0.57943 | 0 | 0.57943 | 21.6872 | 94.2167 | 0 | 13.9957 | 13.9957 | 1.6674 | 13.9957 | 0 | 0.66134 | 2.1571 | 0 | 8.7026
2025-12-30 14:00 | 0.46598 | 23.1395 | 39.9879 | 45.2603 | 0.82229 | 2.615 | 0.73829 | 0.73829 | 0.73829 | 354.202 | 1.4208 | 0 | 0 | 2.615 | 0.77715 | 0.73829 | 0 | 0 | 0.41706 | 6.0061 | 0.41706 | 0 | 0.41706 | 22.0602 | 95.8373 | 0 | 17.1865 | 17.1865 | 2.0475 | 17.1865 | 0 | 0.81212 | 2.092 | 0 | 8.6212
2025-12-30 15:00 | 0.24479 | 14.021 | 50.904 | 58.1998 | 0.5076 | 1.6143 | 0.73237 | 0.73237 | 0.73237 | 220.4178 | 0.54316 | 0 | 0 | 1.6143 | 0.77091 | 0.73237 | 0 | 0 | 0.30019 | 6.0061 | 0.30019 | 0 | 0.30019 | 22.3287 | 97.0038 | 0 | 17.0486 | 17.0486 | 2.0311 | 17.0486 | 0 | 0.8056 | 1.2914 | 0 | 7.6204
2025-12-30 16:00 | 0.065346 | 3.4971 | 59.9177 | 71.6922 | 0.30432 | 0.96779 | 0.49568 | 0.49568 | 0.49568 | 195.2451 | 0.22995 | 0 | 0 | 0.96779 | 0.52177 | 0.49568 | 0 | 0 | 0.21607 | 6.0061 | 0.21607 | 0 | 0.21607 | 22.522 | 97.8434 | 0 | 11.5389 | 11.5389 | 1.3747 | 11.5389 | 0 | 0.54525 | 0.77424 | 0 | 6.9739
2025-12-30 17:00 | 0 | 0 | 67.5892 | 90 | 0 | 0 | 0.77621 | 0.77621 | 0.77621 | 0 | 0 | 1.1102e-16 | 0 | 0 | 0.81707 | 0.77621 | 0 | 0 | 0.15553 | 6.0061 | 0 | 0.81707 | -0.81707 | 21.6085 | 93.8748 | 0 | 18.0693 | 18.0693 | 2.1527 | 18.0693 | 0 | 0.85383 | 0 | 0 | 6.0061
2025-12-30 18:00 | 0 | 0 | 74.4419 | 90 | 0 | 0 | 0.77753 | 0.77753 | 0.77753 | 0 | 0 | 1.1102e-16 | 0 | 0 | 0.81845 | 0.77753 | 0 | 0 | 0.95643 | 6.0061 | 0 | 0.81845 | -0.81845 | 20.6934 | 89.8995 | 0 | 18.1 | 18.1 | 2.1564 | 18.1 | 0 | 0.85528 | 0 | 0 | 6.0061
2025-12-30 19:00 | 0 | 0 | 80.9877 | 90 | 0 | 0 | 0.66454 | 0.66454 | 0.66454 | 0 | 0 | 0 | 0 | 0 | 0.69952 | 0.66454 | 0 | 0 | 1.5942 | 6.0061 | 0 | 0.69952 | -0.69952 | 19.9113 | 86.5018 | 0 | 15.4697 | 15.4697 | 1.843 | 15.4697 | 0 | 0.73099 | 0 | 0 | 6.0061
2025-12-30 20:00 | 0 | 0 | 87.8778 | 90 | 0 | 0 | 0.56231 | 0.56231 | 0.56231 | 0 | 0 | 1.1102e-16 | 0 | 0 | 0.5919 | 0.56231 | 0 | 0 | 2.0531 | 6.0061 | 0 | 0.5919 | -0.5919 | 19.2496 | 83.6269 | 0 | 13.0899 | 13.0899 | 1.5595 | 13.0899 | 0 | 0.61854 | 0 | 0 | 6.0061
2025-12-30 21:00 | 0 | 0 | 96.3696 | 90 | 0 | 0 | 0.76373 | 0.76373 | 0.76373 | 0 | 0 | 0 | 0 | 0 | 0.80392 | 0.76373 | 0 | 0 | 2.4023 | 6.0061 | 0 | 0.80392 | -0.80392 | 18.3508 | 79.7221 | 0 | 17.7787 | 17.7787 | 2.1181 | 17.7787 | 0 | 0.8401 | 0 | 0 | 6.0061
2025-12-30 22:00 | 0 | 0 | 110.4043 | 90 | 0 | 0 | 0.53688 | 0.53688 | 0.53688 | 0 | 0 | 0 | 0 | 0 | 0.56513 | 0.53688 | 0 | 0 | 2.9525 | 6.0061 | 0 | 0.56513 | -0.56513 | 17.7189 | 76.9772 | 0 | 12.4978 | 12.4978 | 1.4889 | 12.4978 | 0 | 0.59056 | 0 | 0 | 6.0061
2025-12-30 23:00 | 0 | 0 | 150.9899 | 90 | 0 | 0 | 0.55917 | 0.55917 | 0.55917 | 0 | 0 | 0 | 0 | 0 | 0.5886 | 0.55917 | 0 | 0 | 3.2606 | 6.0061 | 0 | 0.5886 | -0.5886 | 17.0608 | 74.1183 | 0 | 13.0169 | 13.0169 | 1.5508 | 13.0169 | 0 | 0.61509 | 0 | 0 | 6.0061
2025-12-31 | 0 | 0 | -131.4698 | 90 | 0 | 0 | 0.31399 | 0.31399 | 0.31399 | 0 | 0 | 0 | 0 | 0 | 0.33051 | 0.31399 | 0 | 0 | 3.6143 | 6.0061 | 0 | 0.33051 | -0.33051 | 16.6913 | 72.5129 | 0 | 7.3088 | 7.3088 | 0.87074 | 7.3088 | 0 | 0.34539 | 0 | 0 | 6.0061
2025-12-31 01:00 | 0 | 0 | -104.775 | 90 | 0 | 0 | 0.31998 | 0.31998 | 0.31998 | 0 | 0 | 0 | 0 | 0 | 0.33682 | 0.31998 | 0 | 0 | 3.7437 | 6.0061 | 0 | 0.33682 | -0.33682 | 16.3147 | 70.8769 | 0 | 7.4483 | 7.4483 | 0.88736 | 7.4483 | 0 | 0.35198 | 0 | 0 | 6.0061
2025-12-31 02:00 | 0 | 0 | -93.3682 | 90 | 0 | 0 | 0.25187 | 0.25187 | 0.25187 | 0 | 0 | 0 | 0 | 0 | 0.26513 | 0.25187 | 0 | 0 | 3.9217 | 6.0061 | 0 | 0.26513 | -0.26513 | 16.0183 | 69.5892 | 0 | 5.8629 | 5.8629 | 0.69848 | 5.8629 | 0 | 0.27706 | 0 | 0 | 6.0061
2025-12-31 03:00 | 0 | 0 | -85.6011 | 90 | 0 | 0 | 0.23325 | 0.23325 | 0.23325 | 0 | 0 | 0 | 0 | 0 | 0.24553 | 0.23325 | 0 | 0 | 4.0532 | 6.0061 | 0 | 0.24553 | -0.24553 | 15.7438 | 68.3966 | 0 | 5.4294 | 5.4294 | 0.64684 | 5.4294 | 0 | 0.25657 | 0 | 0 | 6.0061
2025-12-31 04:00 | 0 | 0 | -78.9049 | 90 | 0 | 0 | 0.34281 | 0.34281 | 0.34281 | 0 | 0 | 5.5511e-17 | 0 | 0 | 0.36086 | 0.34281 | 0 | 0 | 4.1861 | 5.8464 | 0 | 0.36086 | -0.36086 | 15.3404 | 66.6439 | 0 | 7.9798 | 7.9798 | 0.95068 | 7.9798 | 0 | 0.37709 | 0 | 0 | 5.8464
2025-12-31 05:00 | 0 | 0 | -72.3117 | 90 | 0 | 0 | 0.33621 | 0.33621 | 0.33621 | 0 | 0 | 5.5511e-17 | 0 | 0 | 0.35391 | 0.33621 | 0 | 0 | 4.4336 | 5.4855 | 0 | 0.35391 | -0.35391 | 14.9447 | 64.9249 | 0 | 7.8261 | 7.8261 | 0.93237 | 7.8261 | 0 | 0.36983 | 0 | 0 | 5.4855
2025-12-31 06:00 | 0.0013834 | 0 | -65.2414 | 90 | 0 | 0 | 0.31706 | 0.31706 | 0.31706 | 0 | 0 | 5.5511e-17 | 0 | 0 | 0.33375 | 0.31706 | 0 | 0 | 4.662 | 5.1316 | 0 | 0.33375 | -0.33375 | 14.5715 | 63.3039 | 0 | 7.3803 | 7.3803 | 0.87926 | 7.3803 | 0 | 0.34876 | 0 | 0 | 5.1316
2025-12-31 07:00 | 0.071058 | 7.1057 | -57.1866 | 67.2233 | 0.10397 | 0.33063 | 0.38334 | 0.38334 | 0.38334 | 86.2488 | 0 | 0 | 0 | 0.33063 | 0.40352 | 0.38334 | 0 | 0 | 4.8678 | 4.7979 | 0 | 0.07289 | -0.07289 | 14.4901 | 62.9499 | 0 | 8.9232 | 8.9232 | 1.0631 | 8.9232 | 0 | 0.42168 | 0.2645 | 0 | 5.1285
2025-12-31 08:00 | 0.17028 | 17.2361 | -47.607 | 53.8571 | 0.20332 | 0.6466 | 0.33361 | 0.33361 | 0.33361 | 193.8204 | 0 | 0 | 0 | 0.6466 | 0.35117 | 0.33361 | 0 | 0 | 4.8407 | 4.725 | 0.29543 | 0 | 0.29543 | 14.7543 | 64.0978 | 0 | 7.7655 | 7.7655 | 0.92515 | 7.7655 | 0 | 0.36697 | 0.51728 | 0 | 5.3716
2025-12-31 09:00 | 0.26052 | 25.7655 | -35.9481 | 41.2128 | 0.30328 | 0.96447 | 0.40509 | 0.40509 | 0.40509 | 238.0886 | 0 | 0 | 0 | 0.96447 | 0.42641 | 0.40509 | 0 | 0 | 4.577 | 4.9613 | 0.53806 | 0 | 0.53806 | 15.2355 | 66.1886 | 0 | 9.4294 | 9.4294 | 1.1234 | 9.4294 | 0 | 0.4456 | 0.77157 | 0 | 5.9258
2025-12-31 10:00 | 0.40751 | 31.9651 | -21.8668 | 30.2916 | 0.55167 | 1.7544 | 0.22266 | 0.22266 | 0.22266 | 787.9297 | 0 | 0 | 0 | 1.7544 | 0.23438 | 0.22266 | 0 | 0 | 4.2048 | 5.3918 | 1.52 | 0 | 1.52 | 16.5951 | 72.095 | 0 | 5.1829 | 5.1829 | 0.61748 | 5.1829 | 0 | 0.24493 | 1.4035 | 0 | 7.1462
2025-12-31 11:00 | 0.29023 | 35.0295 | -5.7282 | 23.6763 | 0.30192 | 0.96016 | 0.29643 | 0.29643 | 0.29643 | 323.9041 | 0 | 0 | 0 | 0.96016 | 0.31204 | 0.29643 | 0 | 0 | 3.1866 | 6.0061 | 0.64813 | 0 | 0.64813 | 17.1748 | 74.6134 | 0 | 6.9002 | 6.9002 | 0.82206 | 6.9002 | 0 | 0.32608 | 0.76813 | 0 | 6.9663
2025-12-31 12:00 | 0.32767 | 34.4326 | 11.0501 | 25.072 | 0.36314 | 1.1548 | 0.93925 | 0.93925 | 0.93925 | 122.9543 | 0 | 0 | 0 | 1.1548 | 0.98868 | 0.93925 | 0 | 0 | 2.941 | 6.0061 | 0.16616 | 0 | 0.16616 | 17.3234 | 75.2591 | 0 | 21.8646 | 21.8646 | 2.6049 | 21.8646 | 0 | 1.0332 | 0.92388 | 0 | 7.161
2025-12-31 13:00 | 0.27512 | 30.2849 | 26.6353 | 33.4884 | 0.29851 | 0.94933 | 0.62631 | 0.62631 | 0.62631 | 151.5744 | 0 | 0 | 0 | 0.94933 | 0.65927 | 0.62631 | 0 | 0 | 2.9978 | 6.0061 | 0.29005 | 0 | 0.29005 | 17.5829 | 76.3861 | 0 | 14.5798 | 14.5798 | 1.737 | 14.5798 | 0 | 0.68894 | 0.75946 | 0 | 6.9555
2025-12-31 14:00 | 0.4391 | 23.2508 | 39.9352 | 45.1394 | 0.77048 | 2.4502 | 0.86033 | 0.86033 | 0.86033 | 284.8026 | 0 | 0 | 0 | 2.4502 | 0.90561 | 0.86033 | 0 | 0 | 2.8872 | 6.0061 | 1.5446 | 0 | 1.5446 | 18.9644 | 82.3881 | 0 | 20.0275 | 20.0275 | 2.386 | 20.0275 | 0 | 0.94636 | 1.9602 | 0 | 8.4564
2025-12-31 15:00 | 0.20915 | 14.1387 | 50.8735 | 58.0823 | 0.38665 | 1.2296 | 0.66191 | 0.66191 | 0.66191 | 185.7684 | 0 | 0 | 0 | 1.2296 | 0.69674 | 0.66191 | 0 | 0 | 1.8573 | 6.0061 | 0.53287 | 0 | 0.53287 | 19.441 | 84.4587 | 0 | 15.4084 | 15.4084 | 1.8357 | 15.4084 | 0 | 0.7281 | 0.98369 | 0 | 7.2358
2025-12-31 16:00 | 0.050072 | 3.6176 | 59.9034 | 71.5795 | 0.16244 | 0.51658 | 0.61478 | 0.61478 | 0.61478 | 84.0266 | 0 | 0 | 0 | 0.51658 | 0.64713 | 0.61478 | 0 | 0 | 1.7 | 6.0061 | 0 | 0.13056 | -0.13056 | 19.2951 | 83.8245 | 0 | 14.3113 | 14.3113 | 1.705 | 14.3113 | 0 | 0.67625 | 0.41326 | 0 | 6.5227
2025-12-31 17:00 | 0 | 0 | 67.5868 | 90 | 0 | 0 | 0.63767 | 0.63767 | 0.63767 | 0 | 0 | 1.1102e-16 | 0 | 0 | 0.67123 | 0.63767 | 0 | 0 | 1.9814 | 6.0061 | 0 | 0.67123 | -0.67123 | 18.5446 | 80.5643 | 0 | 14.8442 | 14.8442 | 1.7685 | 14.8442 | 0 | 0.70144 | 0 | 0 | 6.0061
2025-12-31 18:00 | 0 | 0 | 74.449 | 90 | 0 | 0 | 0.77939 | 0.77939 | 0.77939 | 0 | 0 | 1.1102e-16 | 0 | 0 | 0.82041 | 0.77939 | 0 | 0 | 2.6352 | 6.0061 | 0 | 0.82041 | -0.82041 | 17.6274 | 76.5794 | 0 | 18.1432 | 18.1432 | 2.1615 | 18.1432 | 0 | 0.85733 | 0 | 0 | 6.0061
2025-12-31 19:00 | 0 | 0 | 81.0031 | 90 | 0 | 0 | 0.59479 | 0.59479 | 0.59479 | 0 | 0 | 1.1102e-16 | 0 | 0 | 0.6261 | 0.59479 | 0 | 0 | 3.29 | 6.0061 | 0 | 0.6261 | -0.6261 | 16.9274 | 73.5384 | 0 | 13.8461 | 13.8461 | 1.6496 | 13.8461 | 0 | 0.65427 | 0 | 0 | 6.0061
2025-12-31 20:00 | 0 | 0 | 87.901 | 90 | 0 | 0 | 0.85959 | 0.85959 | 0.85959 | 0 | 0 | 1.1102e-16 | 0 | 0 | 0.90483 | 0.85959 | 0 | 0 | 3.6895 | 6.0061 | 0 | 0.90483 | -0.90483 | 15.9157 | 69.1435 | 0 | 20.0102 | 20.0102 | 2.3839 | 20.0102 | 0 | 0.94555 | 0 | 0 | 6.0061
2025-12-31 21:00 | 0 | 0 | 96.3974 | 90 | 0 | 0 | 0.80955 | 0.80955 | 0.80955 | 0 | 0 | 1.1102e-16 | 0 | 0 | 0.85216 | 0.80955 | 0 | 0 | 4.3336 | 6.0001 | 0 | 0.85216 | -0.85216 | 14.963 | 65.0045 | 0 | 18.8453 | 18.8453 | 2.2452 | 18.8453 | 0 | 0.8905 | 0 | 0 | 6.0001
2025-12-31 22:00 | 0 | 0 | 110.4057 | 90 | 0 | 0 | 0.61698 | 0.61698 | 0.61698 | 0 | 0 | 1.1102e-16 | 0 | 0 | 0.64946 | 0.61698 | 0 | 0 | 4.8849 | 5.148 | 0 | 0.64946 | -0.64946 | 14.2369 | 61.85 | 0 | 14.3627 | 14.3627 | 1.7111 | 14.3627 | 0 | 0.67868 | 0 | 0 | 5.148
2025-12-31 23:00 | 0 | 0 | 150.5889 | 90 | 0 | 0 | 0.77808 | 0.77808 | 0.77808 | 0 | 0 | 1.1102e-16 | 0 | 0 | 0.81903 | 0.77808 | 0 | 0 | 5.143 | 4.4985 | 0 | 0.81903 | -0.81903 | 13.3212 | 57.8718 | 0 | 18.1129 | 18.1129 | 2.1579 | 18.1129 | 0 | 0.85589 | 0 | 0 | 4.4985